## ConnectionPoints
| Connection Point | ID | Connection point group | Latitude | Longitude | Residential customers affected | Industrial and agricultural customers affected | Commercial customers affected | Voltage level
Units |  |  |  | Degrees | Degrees | No. | No. | No. | kV
Rule | TGCP001 | TGCP001 |  | TGCP004 | TGCP004 | TGCP005 | TGCP006 | TGCP007 | TGCP012
Description | Name of the transmission connection point | TNSP unique ID for the connection point. | If relevant, the connection point sites that are interconnected by the distribution network for this connection point | Latitude of the constrained transmission connection point | Longitude of the constrained transmission connection point | The total number of residential customers connected to the connection point | The total number of industrial customers that are connected to the connection point | The total number of commercial customers that are connected to the connection point | Highest operational voltage level of the assets involved at the constraint
0 | Angas Creek | T438 |  | -34.8472 | 138.9369 | 5366 | 1106 | 560 | 132
1 | Ardrossan West | T282 |  | -34.4293 | 137.8884 | 5470 | 473 | 639 | 132
2 | Baroota | T310 |  | -32.9676 | 138.0392 | 2544 | 596 | 438 | 132
| Belalie | H481 |  | -33.3092 | 138.7274 | 0 | 0 | 0 | 275
3 | Berri | T399 | Berri & Monash | -34.2699 | 140.598 | 13630 | 2607 | 2375 | 132
4 | Blanche | T339 |  | -37.8259 | 140.7315 | 10600 | 945 | 1447 | 132
| Blyth West | H581 |  | -33.8474 | 138.4072 | 0 | 0 | 0 | 275
5 | Brinkworth | H220 |  | -33.6313 | 138.3722 | 1672 | 495 | 337 | 275
| Bungama | H396 | Bungama & Port Pirie | -33.1948 | 138.067 | 12806 | 658 | 1635 | 132
| Canowie | H567 |  | -33.3463 | 138.7517 | 0 | 0 | 0 | 275
| Cherry Gardens | H207 |  | -35.0948 | 138.646 | 0 | 0 | 0 | 275
6 | Clare North | T381 |  | -33.8234 | 138.6267 | 3411 | 535 | 659 | 132
| Corraberra Hill | H517 |  | -32.6174 | 137.5926 | 0 | 0 | 0 | 275
| Cultana | H512 |  | -32.9317 | 137.5445 | 0 | 0 | 0 | 275
7 | Dalrymple | T507 |  | -34.9358 | 137.7443 | 4009 | 234 | 404 | 132
| Davenport | H426 |  | -32.5362 | 137.8129 | 0 | 0 | 0 | 275
8 | Davenport West | H426 |  | -32.5362 | 137.8129 | 7575 | 139 | 1005 | 275
9 | Dorrien | T525 |  | -34.4918 | 138.9662 | 11079 | 1115 | 1382 | 132
10 | East Terrace | H366 | Eastern Suburbs | -34.9247 | 138.6102 | 174361 | 809 | 16233 | 275
| New Osborne | U547 | Western Suburbs | -34.7974 | 138.5058 | 102089 | 1380 | 11047 | 66
11 | Northfield | H403 | Eastern Suburbs | -34.848 | 138.6343 | 174361 | 809 | 16233 | 275
12 | Magill | H408 | Eastern Suburbs | -34.9109 | 138.6823 | 174361 | 809 | 16233 | 275
13 | City West (ACR) | H579 | Eastern Suburbs | -34.9394 | 138.5797 | 174361 | 809 | 16233 | 275
14 | Hummocks | T395 |  | -34.0879 | 138.0914 | 2790 | 455 | 441 | 132
15 | Kadina East | T457 |  | -33.9768 | 137.73 | 9289 | 184 | 884 | 132
16 | Kanmantoo | T272 |  | -35.0958 | 139.0129 | 573 | 41 | 42 | 132
17 | Keith | T140 |  | -36.1079 | 140.2989 | 3856 | 1730 | 843 | 132
18 | Kincraig | T292 |  | -36.965 | 140.6879 | 5582 | 1296 | 951 | 132
| Leigh Creek Coalfield | T452 |  | -30.524 | 138.3878 | 0 | 0 | 0 | 132
19 | Leigh Creek South | T440 |  | -30.5702 | 138.3934 | 450 | 0 | 157 | 132
20 | Mannum | T405 |  | -34.9171 | 139.2644 | 4419 | 641 | 470 | 132
| Mannum-Adelaide Pump Station No 1 | T446 |  | -34.9193 | 139.3071 | 0 | 1 | 0 | 132
| Mannum-Adelaide Pump Station No 2 | T447 |  | -34.8577 | 139.1674 | 0 | 1 | 0 | 132
| Mannum-Adelaide Pump Station No 3 | T448 |  | -34.8503 | 139.1331 | 0 | 1 | 0 | 132
| Middleback | T514 |  | -33.1672 | 137.1014 | 0 | 1 | 0 | 132
| Millbrook | T182 |  | -34.8336 | 138.8063 | 0 | 1 | 0 | 132
| Mintaro | T113 |  | -33.9028 | 138.738 | 0 | 0 | 0 | 132
21 | Mobilong | T211 |  | -35.0645 | 139.2664 | 9142 | 456 | 1142 | 132
| Mokota | H360 |  | -33.5568 | 138.8485 | 0 | 0 | 0 | 275
| Monash | T565 | Berri & Monash | -34.2377 | 140.5967 | 13630 | 2607 | 2375 | 132
| Morgan-Whyalla Pump Station No 1 | T442 |  | -34.0208 | 139.6874 | 0 | 1 | 0 | 132
| Morgan-Whyalla Pump Station No 2 | T443 |  | -33.9705 | 139.4231 | 0 | 1 | 0 | 132
| Morgan-Whyalla Pump Station No 3 | T444 |  | -33.9725 | 139.1886 | 0 | 1 | 0 | 132
| Morgan-Whyalla Pump Station No 4 | T445 |  | -33.966 | 139.0631 | 0 | 1 | 0 | 132
22 | Mount Barker South | H346 | Mount Barker & Mount Barker South | -35.0849 | 138.8484 | 30844 | 2768 | 2952 | 275
23 | Mount Barker | T232 | Mount Barker & Mount Barker South | -35.0794 | 138.8522 | 30844 | 2768 | 2952 | 275
24 | Mt Gambier | T326 |  | -37.8391 | 140.8044 | 3867 | 178 | 240 | 132
| Mount Gunson | T528 |  | -31.4662 | 137.0879 | 2 | 5 | 3 | 132
| Mount Lock | H583 |  | -33.0854 | 138.522 | 0 | 0 | 0 | 275
| Murray Bridge-Hahndorf No 1 | T279 |  | -35.0954 | 139.2875 | 0 | 1 | 0 | 132
| Murray Bridge-Hahndorf No 2 | T280 |  | -35.0937 | 139.2102 | 0 | 1 | 0 | 132
| Murray Bridge-Hahndorf No 3 | T281 |  | -35.0571 | 139.0163 | 0 | 1 | 0 | 132
25 | Neuroodla | T331 |  | -31.8382 | 138.1104 | 244 | 47 | 67 | 132
26 | North West Bend | T400 |  | -33.9948 | 139.7324 | 4320 | 765 | 639 | 132
27 | Para | H161 | Northern Suburbs | -34.7365 | 138.7115 | 88581 | 1810 | 5468 | 275
28 | Parafield Gardens West | H453 | Northern Suburbs | -34.7769 | 138.5985 | 88581 | 1810 | 5468 | 275
| Pelican Point | H193 |  | -34.7658 | 138.5074 | 0 | 0 | 0 | 275
29 | Munno Para | H488 | Northern Suburbs | -34.6531 | 138.7 | 88581 | 1810 | 5468 | 275
30 | Penola West | T156 |  | -37.4571 | 140.7817 | 1101 | 447 | 255 | 132
| Pimba | T505 |  | -31.2347 | 136.8314 | 0 | 0 | 0 | 132
31 | Port Lincoln | T188 |  | -34.6995 | 135.8051 | 11739 | 903 | 1923 | 132
32 | Port Pirie | T397 | Bungama & Port Pirie | -33.1708 | 138.0069 | 12806 | 658 | 1635 | 132
| Robertstown | H215 |  | -33.9557 | 139.127 | 0 | 0 | 0 | 275
| Roseworthy | T566 |  | -34.5488 | 138.7613 | 0 | 1 | 0 | 132
| Snuggery Industrial | T135 |  | -37.6644 | 140.4165 | 0 | 1 | 0 | 132
33 | Snuggery Rural | T135 |  | -37.6644 | 140.4165 | 5926 | 808 | 811 | 132
| South East | H503 |  | -37.7337 | 140.8407 | 0 | 0 | 0 | 275
34 | Morphett Vale East | H115 | Southern Suburbs | -35.1132 | 138.5506 | 217806 | 3614 | 15332 | 275
35 | Happy Valley | H209 | Southern Suburbs | -35.0519 | 138.577 | 217806 | 3614 | 15332 | 275
36 | Magill (South) | H408 | Southern Suburbs | -34.9109 | 138.6823 | 217806 | 3614 | 15332 | 275
37 | City West (South) | H579 | Southern Suburbs | -34.9394 | 138.5797 | 217806 | 3614 | 15332 | 275
38 | Stony Point Distribution | T363 |  | -32.9869 | 137.7741 | 50 | 1 | 5 | 132
39 | Tailem Bend | H114 |  | -35.2709 | 139.4915 | 4944 | 1698 | 984 | 275
40 | Templers | T153 |  | -34.4626 | 138.7714 | 7675 | 673 | 719 | 132
| Templers West | H478 |  | -34.4616 | 138.7682 | 0 | 0 | 0 | 275
| Tungkillo | H572 |  | -34.8777 | 139.0595 | 0 | 0 | 0 | 275
41 | Waterloo | T378 |  | -33.9901 | 138.8748 | 2980 | 700 | 478 | 132
| Waterloo East | T439 |  | -34.0017 | 138.9109 | 0 | 0 | 0 | 132
42 | Kilburn | H373 | Western Suburbs | -34.8476 | 138.5806 | 102089 | 1380 | 11047 | 275
43 | Le Fevre | H510 | Western Suburbs | -34.7795 | 138.5097 | 102089 | 1380 | 11047 | 275
44 | New Osborne | U547 | Western Suburbs | -34.7974 | 138.5058 | 102089 | 1380 | 11047 | 275
45 | Torrens Island North | U569 |  | -34.7795 | 138.5219 | 0 | 0 | 0 | 66
| Torrens Island A | H255 | Western Suburbs | -34.8078 | 138.5232 | 102089 | 1380 | 11047 | 275
| Torrens Island B | H254 | Western Suburbs | -34.8063 | 138.5245 | 102089 | 1380 | 11047 | 275
46 | Whyalla Central | T575 |  | -33.0099 | 137.5633 | 11269 | 72 | 966 | 132
| Whyalla Terminal | T134 |  | -33.0097 | 137.5766 | 0 | 1 | 0 | 132
47 | Wudinna | T320 |  | -33.0524 | 135.4525 | 4010 | 557 | 889 | 132
48 | Yadnarie | T262 |  | -33.6896 | 136.4006 | 3094 | 740 | 663 | 132
| Black Range | H576 |  | -36.3721 | 140.2534 | 0 | 0 | 0 | 275
| Dalrymple North | U593 |  | -34.9339 | 137.7436 | 0 | 0 | 0 | 33

## FaultLevels
| Connection Point | ID | Voltage level | Maximum fault level 3-Phase | Maximum fault level Phase-Earth | Minimum fault level 3-Phase | Minimum fault level Phase-Earth
Units |  |  | kV | MVA | MVA (3phase equivalent) | MVA | MVA (3phase equivalent)
Rule | TGCP001 | TGCP001
Description | Name of the transmission connection point | TNSP unique ID for the connection point.
| Angas Creek | T438 | 33 | 301.6611 | 376.9434 | 157.7552 | 175.4741
| Angas Creek | T438 | 132 | 1136.2032 | 1062.4469 | 413.8216 | 452.6888
| Ardrossan West | T282 | 33 | 256.1636 | 194.2332 | 129.1763 | 101.1691
| Ardrossan West | T282 | 132 | 629.2832 | 620.5037 | 214.9129 | 269.7842
| Baroota | T310 | 33 | 90.5606 | 96.5222 | 79.4492 | 86.3081
| Baroota | T310 | 132 | 787.7014 | 702.948 | 390.9585 | 404.6764
| Berri | T399 | 66 | 432.4664 | 545.5815 | 309.7946 | 353.2344
| Berri | T399 | 132 | 483.1653 | 652.6492 | 221.7718 | 258.3527
| Blanche | T339 | 33 | 483.1653 | 652.6492 | 245.778 | 325.2272
| Blanche | T339 | 132 | 1277.0168 | 1294.8957 | 390.9585 | 461.834
| Blyth West | H581 | 275 | 2616.0592 | 2320.173 | 657.3133 | 804.9706
| Brinkworth | H220 | 33 | 170.227 | 207.3909 | 85.1649 | 103.4554
| Brinkworth | H220 | 132 | 1837.3221 | 2039.7746 | 651.5975 | 642.4523
| Brinkworth | H220 | 275 | 2495.3136 | 1950.1723 | 804.9706 | 814.4969
| Bungama | H396 | 33 | 608.0148 | 371.8964 | 342.9461 | 234.3465
| Bungama | H396 | 132 | 1625.7701 | 1868.7131 | 530.4232 | 608.1577
| Bungama | H396 | 275 | 2611.7724 | 2165.4186 | 890.7071 | 933.5754
| Cherry Gardens | H207 | 132 | 1695.3424 | 1791.7331 | 562.4315 | 525.8506
| Cherry Gardens | H207 | 275 | 6731.0785 | 6617.3348 | 2052.9132 | 2614.9637
| Clare North | T381 | 33 | 534.6986 | 393.8107 | 276.6432 | 199.4803
| Clare North | T381 | 132 | 1561.4791 | 1553.6828 | 528.1369 | 610.444
| Cultana | H512 | 132 | 1642.7802 | 1716.3764 | 610.444 | 747.6224
| Cultana | H512 | 275 | 2725.5162 | 2622.4418 | 933.5754 | 1128.8641
| Dalrymple | T507 | 33 | 292.6016 | 435.8616 | 104.5985 | 142.3226
| Dalrymple | T507 | 132 | 567.8272 | 637.5825 | 160.0415 | 203.4813
| Davenport West | H426 | 33 | 563.4947 | 560.854 | 274.9284 | 281.7873
| Davenport | H426 | 33 | 563.4947 | 560.854 | 274.9284 | 281.7873
| Davenport | H426 | 132 | 1972.2371 | 2292.4115 | 708.7552 | 925.9544
| Davenport | H426 | 275 | 4050.4311 | 4032.2359 | 1171.7324 | 1447.9945
| Dorrien | T525 | 33 | 890.1222 | 593.0623 | 420.6805 | 348.0903
| Dorrien | T525 | 132 | 1655.2177 | 1691.6386 | 640.166 | 768.1992
| East Terrace | H366 | 66 | 2792.0953 | 2664.508 | 1331.7739 | 1310.0539
| East Terrace | H366 | 275 | 6525.6919 | 6769.9457 | 1967.1767 | 2548.2798
| New Osborne | U547 | 66 | 3737.6777 | 3615.1888 | 1817.6141 | 1966.2241
| Northfield | H403 | 66 | 3238.2796 | 2849.6531 | 1490.6722 | 1510.1058
| Northfield | H403 | 275 | 8006.5997 | 7913.8614 | 2062.4395 | 2634.0163
| Magill | H408 | 66 | 2756.8976 | 3211.6556 | 497.2718 | 302.9357
| Magill | H408 | 275 | 7290.2711 | 7409.7307 | 2029.0975 | 2634.0163
| City West (ACR) | H579 | 66 | 2640.3074 | 2518.0129 | 1169.4461 | 1306.6245
| City West (ACR) | H579 | 275 | 7419.1617 | 9111.6958 | 947.8648 | 1066.9433
| Hummocks | T395 | 33 | 272.6993 | 268.2467 | 136.0353 | 136.0353
| Hummocks | T395 | 132 | 947.0341 | 949.4347 | 278.9295 | 352.0913
| Kadina East | T457 | 33 | 332.6748 | 249.0589 | 179.4751 | 137.75
| Kadina East | T457 | 132 | 519.7919 | 590.1187 | 224.0581 | 292.6473
| Kanmantoo | T272 | 11 | 73.6858 | 45.105 | 70.4945 | 44.2019
| Kanmantoo | T272 | 33 | 93.1784 | 96.9108 | 88.5944 | 92.5954
| Kanmantoo | T272 | 132 | 1132.3622 | 973.761 | 729.332 | 699.61
| Keith | T140 | 33 | 228.9908 | 294.6764 | 133.749 | 176.6172
| Keith | T140 | 132 | 503.8792 | 489.0639 | 192.0498 | 224.0581
| Kincraig | T292 | 33 | 245.9038 | 340.3454 | 124.6037 | 177.7604
| Kincraig | T292 | 132 | 592.4965 | 586.0262 | 169.1867 | 208.0539
| Leigh Creek Coalfield | T452 | 33 | 88.2457 | 122.7804 | 61.1587 | 83.4502
| Leigh Creek Coalfield | T452 | 132 | 142.2312 | 178.5834 | 128.0332 | 160.0415
| Leigh Creek South | T440 | 33 | 54.1112 | 74.2993 | 45.7261 | 63.445
| Leigh Creek South | T440 | 132 | 144.9976 | 181.3499 | 130.3195 | 162.3278
| Mannum | T446 | 33 | 299.4148 | 282.7476 | 161.7562 | 148.61
| Mannum | T446 | 132 | 1177.471 | 1118.9415 | 386.3859 | 418.3942
| Mannum-Adelaide Pump Station No 1 | T446 | 3.3 | 144.8684 | 142.9794 | 106.2094 | 107.6643
| Mannum-Adelaide Pump Station No 2 | T447 | 3.3 | 145.6543 | 143.831 | 111.3535 | 113.2761
| Mannum-Adelaide Pump Station No 3 | T448 | 3.3 | 145.5406 | 143.619 | 112.6006 | 114.5232
| Mannum-Adelaide Pump Station No 1 | T446 | 132 | 1040.4298 | 925.9315 | 370.3817 | 388.6722
| Mannum-Adelaide Pump Station No 2 | T447 | 132 | 1090.4084 | 942.9188 | 441.2573 | 464.1203
| Mannum-Adelaide Pump Station No 3 | T448 | 132 | 1080.3944 | 926.5031 | 461.834 | 482.4108
| Middleback | T514 | 33 | 88.1486 | 118.2649 | 324.6556 | 358.9502
| Middleback | T514 | 132 | 675.7409 | 590.8046 | 324.6556 | 358.9502
| Millbrook | T182 | 3.3 | 103.3537 | 103.5669 | 121.9537 | 120.9145
| Millbrook | T182 | 132 | 1218.4874 | 1073.5812 | 660.7427 | 605.8714
| Mobilong | T211 | 33 | 532.9839 | 398.7434 | 300.0778 | 212.055
| Mobilong | T211 | 132 | 1448.3069 | 1457.475 | 717.9004 | 809.3527
| Mokota | H360 | 275 | 3262.2744 | 2233.4838 | 623.9713 | 538.2348
| Monash | T565 | 66 | 419.7203 | 546.656 | 302.9357 | 346.3755
| Monash | T565 | 132 | 556.9901 | 658.5479 | 363.5228 | 388.6722
| Morgan-Whyalla Pump Station No 1 | T442 | 3.3 | 146.6849 | 147.6834 | 121.3302 | 123.1488
| Morgan-Whyalla Pump Station No 1 | T442 | 132 | 969.5085 | 944.6106 | 567.0042 | 573.8631
| Morgan-Whyalla Pump Station No 2 | T443 | 3.3 | 103.9075 | 103.8035 | 90.0493 | 90.6729
| Morgan-Whyalla Pump Station No 2 | T443 | 132 | 1133.391 | 944.542 | 727.0456 | 674.4606
| Morgan-Whyalla Pump Station No 3 | T444 | 3.3 | 107.5216 | 108.5018 | 92.3876 | 93.9464
| Morgan-Whyalla Pump Station No 3 | T444 | 132 | 1831.0576 | 1608.8971 | 939.6722 | 941.9585
| Morgan-Whyalla Pump Station No 4 | T445 | 3.3 | 108.4664 | 109.8805 | 92.9072 | 94.7259
| Morgan-Whyalla Pump Station No 4 | T445 | 132 | 2252.7898 | 1962.4745 | 960.249 | 967.1079
| Mount Barker South | H346 | 66 | 1323.566 | 1306.9674 | 478.9813 | 576.1494
| Mount Barker South | H346 | 275 | 5702.0975 | 5163.9579 | 1790.9405 | 1857.6245
| Mount Barker | T232 | 66 | 1294.0955 | 1369.7037 | 497.2718 | 624.1618
| Mount Barker | T232 | 132 | 1561.1133 | 1530.3396 | 754.4813 | 784.2033
| Mt Gambier | T326 | 33 | 406.7054 | 337.859 | 174.9025 | 154.3257
| Mt Gambier | T326 | 132 | 1561.8678 | 1518.5652 | 336.0871 | 413.8216
| Mount Gunson | T528 | 33 | 73.3733 | 75.3167 | 69.1608 | 70.3039
| Mount Gunson | T528 | 132 | 272.665 | 319.0084 | 203.4813 | 224.0581
| Murray Bridge-Hahndorf No 1 | T279 | 11 | 242.5334 | 250.1106 | 207.8634 | 220.4381
| Murray Bridge-Hahndorf No 1 | T279 | 132 | 1255.8685 | 1201.2486 | 667.6017 | 724.7593
| Murray Bridge-Hahndorf No 2 | T280 | 11 | 247.1307 | 253.5572 | 214.3413 | 226.3444
| Murray Bridge-Hahndorf No 2 | T280 | 132 | 1381.1352 | 1286.162 | 731.6183 | 788.7759
| Murray Bridge-Hahndorf No 3 | T281 | 11 | 248.9407 | 252.8179 | 222.3434 | 229.3928
| Murray Bridge-Hahndorf No 3 | T281 | 132 | 1323.566 | 1186.6162 | 802.4938 | 800.2075
| Neuroodla | T331 | 33 | 79.6835 | 77.603 | 74.305 | 74.305
| Neuroodla | T331 | 132 | 338.2591 | 325.4558 | 262.9253 | 258.3527
| North West Bend | T400 | 66 | 499.3752 | 564.272 | 350.9481 | 386.3859
| North West Bend | T400 | 132 | 969.0512 | 1001.9283 | 514.4191 | 539.5685
| Para | H161 | 66 | 2344.6651 | 1894.434 | 1160.3008 | 1064.2759
| Para | H161 | 132 | 1979.1646 | 2087.787 | 722.473 | 649.3112
| Para | H161 | 275 | 9652.7884 | 10542.1619 | 2157.7023 | 2900.7521
| Parafield Gardens West | H453 | 66 | 2339.9438 | 1843.758 | 1069.9917 | 971.6805
| Parafield Gardens West | H453 | 275 | 8683.8229 | 9213.627 | 2095.7815 | 2753.0948
| Pelican Point | H193 | 275 | 10224.5081 | 11755.4288 | 2057.6764 | 2305.3596
| Munno Para | H488 | 66 | 1687.6261 | 1222.6256 | 715.6141 | 528.1369
| Munno Para | H488 | 275 | 6453.3875 | 5762.3512 | 766.8655 | 785.9181
| Penola West | T156 | 33 | 302.2784 | 310.5434 | 108.028 | 126.89
| Penola West | T156 | 132 | 1171.5723 | 1337.8097 | 139.4647 | 178.332
| Penola West | T156 | 33 | 302.2784 | 310.5434 | 108.028 | 126.89
| Pimba | T505 | 132 | 212.9466 | 236.93 | 139.4647 | 178.332
| Port Lincoln | T188 | 33 | 370.9876 | 296.917 | 94.3102 | 107.4564
| Port Lincoln | T188 | 132 | 616.6399 | 683.4686 | 114.3154 | 153.1826
| Port Pirie | T397 | 33 | 511.7212 | 304.0217 | 283.5021 | 168.0436
| Port Pirie | T397 | 132 | 1305.7557 | 1360.5585 | 185.1909 | 203.4813
| Robertstown | H215 | 132 | 2495.5728 | 2541.1846 | 1338.4423 | 1471.8102
| Robertstown | H215 | 275 | 4686.3579 | 3716.6779 | 1081.4232 | 1191.166
| Roseworthy | T566 | 11 | 170.7185 | 235.5373 | 90.6902 | 124.4132
| Roseworthy | T566 | 132 | 1684.9169 | 1421.5343 | 676.7469 | 585.2946
| Snuggery Industrial | T135 | 33 | 749.7372 | 952.0983 | 255.4948 | 357.8071
| Snuggery Industrial | T135 | 132 | 1992.7224 | 2143.0471 | 404.6764 | 493.8423
| Snuggery Rural | T135 | 33 | 749.7372 | 952.0983 | 143.7 | 197.12
| Snuggery Rural | T135 | 132 | 1992.7224 | 2143.0471 | 404.6764 | 493.8423
| South East | H503 | 132 | 2491.4803 | 2717.4817 | 1015.1203 | 1241.4647
| South East | H503 | 275 | 4180.5125 | 4136.5011 | 2834.0681 | 3124.6197
| Morphett Vale East | H115 | 66 | 2793.4786 | 2069.508 | 1267.7573 | 1151.1556
| Morphett Vale East | H115 | 275 | 6002.6992 | 5834.2269 | 1962.4136 | 2467.3064
| Happy Valley | H209 | 66 | 3198.3378 | 2672.9673 | 1504.39 | 1611.8465
| Happy Valley | H209 | 275 | 6537.1235 | 6512.2123 | 2014.8081 | 2576.8586
| Magill (South) | H408 | 66 | 2756.8976 | 3211.6556 | 497.2718 | 302.9357
| Magill (South) | H408 | 275 | 7290.2711 | 7409.7307 | 2029.0975 | 2634.0163
| City West (South) | H579 | 66 | 2237.4487 | 1575.2084 | 923.6681 | 719.0436
| City West (South) | H579 | 275 | 7419.1617 | 9111.6958 | 947.8648 | 1066.9433
| Stony Point Distribution | T363 | 11 | 185.7796 | 6.1044 | 99.2638 | 3.0484
| Stony Point Distribution | T363 | 132 | 859.2399 | 644.4642 | 454.9751 | 434.3983
| Tailem Bend | H114 | 33 | 341.2885 | 433.9125 | 179.4751 | 226.916
| Tailem Bend | H114 | 132 | 1655.2406 | 1820.3348 | 573.8631 | 605.8714
| Tailem Bend | H114 | 275 | 4228.5725 | 2741.4251 | 2081.4921 | 1681.3883
| Templers | H478 | 33 | 572.4284 | 414.6847 | 300.0778 | 211.4834
| Templers | H478 | 132 | 1804.2849 | 1690.4497 | 791.0622 | 871.083
| Templers West | H478 | 132 | 1697.1257 | 1623.1637 | 507.5602 | 496.1286
| Templers West | H478 | 275 | 4204.3758 | 3567.4011 | 743.0498 | 833.5495
| Tungkillo | H572 | 275 | 6410.4716 | 5269.5091 | 2052.9132 | 2210.0968
| Waterloo | T378 | 33 | 352.0913 | 246.2696 | 173.7593 | 124.6037
| Waterloo | T378 | 132 | 2293.8976 | 1983.5086 | 763.6266 | 791.0622
| Waterloo East | T439 | 132 | 2262.3923 | 1846.6045 | 708.7552 | 617.3029
| Kilburn | H373 | 66 | 2403.9833 | 2050.1087 | 1175.1618 | 895.0892
| Kilburn | H373 | 275 | 8089.7641 | 8281.8616 | 2076.7289 | 2619.7268
| Le Fevre | H510 | 275 | 10396.7432 | 12116.6177 | 2176.7549 | 2624.49
| Le Fevre | H510 | 66 | 3472.386 | 3192.7935 | 1762.7427 | 1880.4876
| New Osborne | U547 | 66 | 3737.6777 | 3615.1888 | 1817.6141 | 1966.2241
| Torrens Island A | H255 | 66 | 3770.5205 | 3584.2093 | 1850.7656 | 2006.2345
| Torrens Island A | H255 | 275 | 11049.6268 | 13567.8511 | 2214.86 | 3000.778
| Torrens Island B | H254 | 275 | 11049.6268 | 13567.8511 | 2214.86 | 3000.778
| Whyalla Central | T575 | 33 | 862.8409 | 472.5911 | 326.3703 | 219.4855
| Whyalla Central | T575 | 132 | 1466.6431 | 1526.773 | 576.1494 | 713.3278
| Whyalla Terminal | T134 | 33 | 273.0194 | 262.1194 | 216.6276 | 222.9149
| Whyalla Terminal | T134 | 132 | 1413.6008 | 1452.3994 | 569.2905 | 697.3237
| Wudinna | T320 | 66 | 175.8627 | 201.778 | 96.0249 | 96.0249
| Wudinna | T320 | 132 | 227.4876 | 258.1698 | 123.4606 | 141.751
| Yadnarie | T262 | 66 | 312.8811 | 370.1417 | 128.0332 | 162.3278
| Yadnarie | T262 | 132 | 586.3463 | 577.887 | 187.4772 | 242.3485

## Projects
| Connection Point | ID | Project Number | Project Name | Constraint primary driver | Constraint investment type | Preferred investment— Description | Preferred investment — Capital cost year | Preferred investment — Capital cost | Preferred investment — Annual network operating cost | Preferred investment — Cost accuracy | Preferred investment — Proposed timing | Demand reduction required to defer investment by 1 year | Annual deferral value | Limitation asset | Annual economic cost of constraint (amount) | VCR | Note
Units | [7 empty] | YYYY | $ (nominal) | Text | Number | MM-YYYY | MVA | $ (nominal) |  | $ (nominal) | $/MWh
Rule | TGCP001 | TGCP001 |  |  | TGCP002 | TGCP003 | TGCP015 | TGCP016 | TGCP016 | TGCP017 | TGCP018 | TGCP019 | TGCP020 | TGCP021 | TGCP025 | TGCP028 | TGCP029
Description | Name of the transmission connection point | TNSP unique ID for the connection point. |  |  | Information on what technical, regulatory or legal requirement is giving rise to the constraint. A primary driver may be capacity, reliability, power quality, operational, stability, reactive support, compliance, asset condition and performance, market benefit, environmental, safety or other. | The type may be augmentation, asset retirement, asset renewal, or operational investment. | A brief description of the project, its scope and anticipated effect on the constraint. | The year in which we are contemplating to make an investment to address the need. | The magnitude of network investment we are contemplating to address the need in the identified year | Annual operating costs (including overheads). | As an example, 0.15 indicates +/-15% | The timing for delivery of the solution, providing sufficient information on when a solution is required. | Applicable for capacity driven investments. | Applicable for capacity driven investments. | Information about the specific asset(s) leading to the constraint, where applicable | Where applicable, the expected annual cost of the constraint in the identified year, for example the annual cost of unserved energy, cost of safety risk, cost of operational constraint, or cost of wholesale energy cost increase caused by the constraint. | VCR value applied to assess the impact of this constraint. Data weighted by customer type relevant to any unserved energy risk.
| Angas Creek | T438 | EC.11751 | 7.10 Westinghouse RTU replacement | Asset condition and performance | Asset renewal | This project will remove thirteen Westinghouse "Giant" type RTUs that are no longer supported by the manufacturer and have reached the end of their technical and economic lives, and replace them at various substations across the transmission network | 2019 | 215384.6154 |  | 0.3 | 2019-10-01
| Angas Creek | T438 | EC.11747 | 6.2 Substation Lighting and Infrastructure Replacement | Safety | Operational investment | Replace substation lighting and associated infrastructure where safety hazards exist | 2019 | 126829.2683 |  |  | 2019-09-01
| Ardrossan West | T282 | EC.11747 | 6.2 Substation Lighting and Infrastructure Replacement | Safety | Operational investment | Replace substation lighting and associated infrastructure where safety hazards exist | 2019 | 126829.2683 |  |  | 2019-09-01
| Baroota | T310 | EC.11747 | 6.2 Substation Lighting and Infrastructure Replacement | Safety | Operational investment | Replace substation lighting and associated infrastructure where safety hazards exist | 2019 | 126829.2683 |  |  | 2019-09-01
| Berri | T399 | EC.14046 | 7.10 AC Board Replacment | Asset condition and performance | Asset renewal | Program to replace and improve AC auxiliary supply equipment, switchboards and cabling at seventeen substations across the South Australian electricity transmission system that have been assessed to be at the end of their technical and economic lives | 2023 | 1017391.304 |  | 0.3 | 2023-08-01
| Berri | T399 | EC.14126 | 6.2 Monash and Berri relay replacement | Asset condition and performance | Asset renewal | Replace protection relays and a communications gateway at Monash and Berri substations to enable remote control and monitoring, to improve network reliability, maintainability and response following system events | 2019 | 3700000 |  | 0.3 | 2019-08-01 |  |  | The cost represents the full cost of the project, which may be spread over several costs and/or lines.
| Berri | T399 | EC.11747 | 6.2 Substation Lighting and Infrastructure Replacement | Safety | Operational investment | Replace substation lighting and associated infrastructure where safety hazards exist | 2019 | 126829.2683 |  |  | 2019-09-01
| Blanche | T339 | EC.11751 | 7.10 Westinghouse RTU replacement | Asset condition and performance | Asset renewal | This project will remove thirteen Westinghouse "Giant" type RTUs that are no longer supported by the manufacturer and have reached the end of their technical and economic lives, and replace them at various substations across the transmission network | 2019 | 215384.6154 |  | 0.3 | 2019-10-01
| Blanche | T339 | EC.14046 | 7.10 AC Board Replacment | Asset condition and performance | Asset renewal | Program to replace and improve AC auxiliary supply equipment, switchboards and cabling at seventeen substations across the South Australian electricity transmission system that have been assessed to be at the end of their technical and economic lives | 2023 | 1017391.304 |  | 0.3 | 2023-08-01
| Blanche | T339 | EC.11747 | 6.2 Substation Lighting and Infrastructure Replacement | Safety | Operational investment | Replace substation lighting and associated infrastructure where safety hazards exist | 2019 | 126829.2683 |  |  | 2019-09-01
| Brinkworth | H220 | EC.11749 | 6.2 AC Board Replacment 2013 - 2018 | Asset condition and performance | Asset renewal | Replace and improve AC auxiliary supply equipment, switchboards and cabling | 2019 | 1581818.182 |  | 0.3 | 2019-12-01
| Brinkworth | H220 | EC.11747 | 6.2 Substation Lighting and Infrastructure Replacement | Safety | Operational investment | Replace substation lighting and associated infrastructure where safety hazards exist | 2019 | 126829.2683 |  |  | 2019-09-01
| Clare North | T381 | EC.11747 | 6.2 Substation Lighting and Infrastructure Replacement | Safety | Operational investment | Replace substation lighting and associated infrastructure where safety hazards exist | 2019 | 126829.2683 |  |  | 2019-09-01
| Dalrymple | T507 | EC.11747 | 6.2 Substation Lighting and Infrastructure Replacement | Safety | Operational investment | Replace substation lighting and associated infrastructure where safety hazards exist | 2019 | 126829.2683 |  |  | 2019-09-01
| Davenport West | H426 | EC.14046 | 7.10 AC Board Replacment | Asset condition and performance | Asset renewal | Program to replace and improve AC auxiliary supply equipment, switchboards and cabling at seventeen substations across the South Australian electricity transmission system that have been assessed to be at the end of their technical and economic lives | 2023 | 1017391.304 |  | 0.3 | 2023-08-01
| Davenport West | H426 | EC.11747 | 6.2 Substation Lighting and Infrastructure Replacement | Safety | Operational investment | Replace substation lighting and associated infrastructure where safety hazards exist | 2019 | 126829.2683 |  |  | 2019-09-01
| Dorrien | T525 | EC.11751 | 7.10 Westinghouse RTU replacement | Asset condition and performance | Asset renewal | This project will remove thirteen Westinghouse "Giant" type RTUs that are no longer supported by the manufacturer and have reached the end of their technical and economic lives, and replace them at various substations across the transmission network | 2019 | 215384.6154 |  | 0.3 | 2019-10-01
| Dorrien | T525 | EC.11747 | 6.2 Substation Lighting and Infrastructure Replacement | Safety | Operational investment | Replace substation lighting and associated infrastructure where safety hazards exist | 2019 | 126829.2683 |  |  | 2019-09-01
| City West (ACR) | H579 | EC.11747 | 6.2 Substation Lighting and Infrastructure Replacement | Safety | Operational investment | Replace substation lighting and associated infrastructure where safety hazards exist | 2019 | 126829.2683 |  |  | 2019-09-01
| Magill | H408 | EC.11749 | 6.2 AC Board Replacment 2013 - 2018 | Asset condition and performance | Asset renewal | Replace and improve AC auxiliary supply equipment, switchboards and cabling | 2019 | 1581818.182 |  | 0.3 | 2019-12-01
| Magill | H408 | EC.11747 | 6.2 Substation Lighting and Infrastructure Replacement | Safety | Operational investment | Replace substation lighting and associated infrastructure where safety hazards exist | 2019 | 126829.2683 |  |  | 2019-09-01
| East Terrace | H366 | EC.14046 | 7.10 AC Board Replacment | Asset condition and performance | Asset renewal | Program to replace and improve AC auxiliary supply equipment, switchboards and cabling at seventeen substations across the South Australian electricity transmission system that have been assessed to be at the end of their technical and economic lives | 2023 | 1017391.304 |  | 0.3 | 2023-08-01
| East Terrace | H366 | EC.11747 | 6.2 Substation Lighting and Infrastructure Replacement | Safety | Operational investment | Replace substation lighting and associated infrastructure where safety hazards exist | 2019 | 126829.2683 |  |  | 2019-09-01
| Northfield | H403 | EC.11751 | 7.10 Westinghouse RTU replacement | Asset condition and performance | Asset renewal | This project will remove thirteen Westinghouse "Giant" type RTUs that are no longer supported by the manufacturer and have reached the end of their technical and economic lives, and replace them at various substations across the transmission network | 2019 | 215384.6154 |  | 0.3 | 2019-10-01
| Northfield | H403 | EC.11749 | 6.2 AC Board Replacment 2013 - 2018 | Asset condition and performance | Asset renewal | Replace and improve AC auxiliary supply equipment, switchboards and cabling | 2019 | 1581818.182 |  | 0.3 | 2019-12-01
| Northfield | H403 | EC.11747 | 6.2 Substation Lighting and Infrastructure Replacement | Safety | Operational investment | Replace substation lighting and associated infrastructure where safety hazards exist | 2019 | 126829.2683 |  |  | 2019-09-01
| Hummocks | T395 | EC.11751 | 7.10 Westinghouse RTU replacement | Asset condition and performance | Asset renewal | This project will remove thirteen Westinghouse "Giant" type RTUs that are no longer supported by the manufacturer and have reached the end of their technical and economic lives, and replace them at various substations across the transmission network | 2019 | 215384.6154 |  | 0.3 | 2019-10-01
| Hummocks | T395 | EC.14046 | 7.10 AC Board Replacment | Asset condition and performance | Asset renewal | Program to replace and improve AC auxiliary supply equipment, switchboards and cabling at seventeen substations across the South Australian electricity transmission system that have been assessed to be at the end of their technical and economic lives | 2023 | 1017391.304 |  | 0.3 | 2023-08-01
| Hummocks | T395 | EC.11749 | 6.2 AC Board Replacment 2013 - 2018 | Asset condition and performance | Asset renewal | Replace and improve AC auxiliary supply equipment, switchboards and cabling | 2019 | 1581818.182 |  | 0.3 | 2019-12-01
| Hummocks | T395 | EC.11747 | 6.2 Substation Lighting and Infrastructure Replacement | Safety | Operational investment | Replace substation lighting and associated infrastructure where safety hazards exist | 2019 | 126829.2683 |  |  | 2019-09-01
| Kadina East | T457 | EC.11747 | 6.2 Substation Lighting and Infrastructure Replacement | Safety | Operational investment | Replace substation lighting and associated infrastructure where safety hazards exist | 2019 | 126829.2683 |  |  | 2019-09-01
| Kanmantoo | T272 | EC.14046 | 7.10 AC Board Replacment | Asset condition and performance | Asset renewal | Program to replace and improve AC auxiliary supply equipment, switchboards and cabling at seventeen substations across the South Australian electricity transmission system that have been assessed to be at the end of their technical and economic lives | 2023 | 1017391.304 |  | 0.3 | 2023-08-01
| Kanmantoo | T272 | EC.11747 | 6.2 Substation Lighting and Infrastructure Replacement | Safety | Operational investment | Replace substation lighting and associated infrastructure where safety hazards exist | 2019 | 126829.2683 |  |  | 2019-09-01
| Keith | T140 | EC.11747 | 6.2 Substation Lighting and Infrastructure Replacement | Safety | Operational investment | Replace substation lighting and associated infrastructure where safety hazards exist | 2019 | 126829.2683 |  |  | 2019-09-01
| Kincraig | T292 | EC.14046 | 7.10 AC Board Replacment | Asset condition and performance | Asset renewal | Program to replace and improve AC auxiliary supply equipment, switchboards and cabling at seventeen substations across the South Australian electricity transmission system that have been assessed to be at the end of their technical and economic lives | 2023 | 1017391.304 |  | 0.3 | 2023-08-01
| Kincraig | T292 | EC.14033 | 7.10 Circuit breaker unit asset replacement | Asset condition and performance | Asset renewal | Implement a program to replace selected circuit breakers at various substations that are at the end of their technical and economic lives | 2023 | 340000 |  | 0.3 | 2023-06-01
| Kincraig | T292 | EC.11747 | 6.2 Substation Lighting and Infrastructure Replacement | Safety | Operational investment | Replace substation lighting and associated infrastructure where safety hazards exist | 2019 | 126829.2683 |  |  | 2019-09-01
| Leigh Creek South | T440 | EC.14049 | 7.10 Leigh Creek South transformer replacement | Asset condition and performance | Asset renewal | Replace the two existing 5 MVA transformers that are at end of life with a single new 5 MVA 132/11 kV transformer | 2022 | 4200000 |  | 0.3 | 2022-07-01 |  |  | The cost represents the full cost of the project, which may be spread over several costs and/or lines.
| Leigh Creek South | T440 | EC.14046 | 7.10 AC Board Replacment | Asset condition and performance | Asset renewal | Program to replace and improve AC auxiliary supply equipment, switchboards and cabling at seventeen substations across the South Australian electricity transmission system that have been assessed to be at the end of their technical and economic lives | 2023 | 1017391.304 |  | 0.3 | 2023-08-01
| Leigh Creek South | T440 | EC.11747 | 6.2 Substation Lighting and Infrastructure Replacement | Safety | Operational investment | Replace substation lighting and associated infrastructure where safety hazards exist | 2019 | 126829.2683 |  |  | 2019-09-01
| Mannum | T446 | EC.14077 | 7.10 Mannum 132/33 kV Transformer Nos. 1 and 2 replacement | Asset condition and performance | Asset renewal | Replace the two existing 20 MVA transformers, assessed to be at the end of their technical life with a corresponding high risk of failure, with two new 25 MVA 132/33 kV transformers (nearest ElectraNet standard size) | 2023 | 3000000 |  | 0.3 | 2023-05-01 |  |  | The cost represents the full cost of the project, which may be spread over several costs and/or lines.
| Mannum | T446 | EC.11749 | 6.2 AC Board Replacment 2013 - 2018 | Asset condition and performance | Asset renewal | Replace and improve AC auxiliary supply equipment, switchboards and cabling | 2019 | 1581818.182 |  | 0.3 | 2019-12-01
| Mannum | T446 | EC.11747 | 6.2 Substation Lighting and Infrastructure Replacement | Safety | Operational investment | Replace substation lighting and associated infrastructure where safety hazards exist | 2019 | 126829.2683 |  |  | 2019-09-01
| Mobilong | T211 | EC.14046 | 7.10 AC Board Replacment | Asset condition and performance | Asset renewal | Program to replace and improve AC auxiliary supply equipment, switchboards and cabling at seventeen substations across the South Australian electricity transmission system that have been assessed to be at the end of their technical and economic lives | 2023 | 1017391.304 |  | 0.3 | 2023-08-01
| Mobilong | T211 | EC.11747 | 6.2 Substation Lighting and Infrastructure Replacement | Safety | Operational investment | Replace substation lighting and associated infrastructure where safety hazards exist | 2019 | 126829.2683 |  |  | 2019-09-01
| Mount Barker | T232 | EC.11751 | 7.10 Westinghouse RTU replacement | Asset condition and performance | Asset renewal | This project will remove thirteen Westinghouse "Giant" type RTUs that are no longer supported by the manufacturer and have reached the end of their technical and economic lives, and replace them at various substations across the transmission network | 2019 | 215384.6154 |  | 0.3 | 2019-10-01
| Mount Barker | T232 | EC.11747 | 6.2 Substation Lighting and Infrastructure Replacement | Safety | Operational investment | Replace substation lighting and associated infrastructure where safety hazards exist | 2019 | 126829.2683 |  |  | 2019-09-01
| Mount Barker South | H346 | EC.11751 | 7.10 Westinghouse RTU replacement | Asset condition and performance | Asset renewal | This project will remove thirteen Westinghouse "Giant" type RTUs that are no longer supported by the manufacturer and have reached the end of their technical and economic lives, and replace them at various substations across the transmission network | 2019 | 215384.6154 |  | 0.3 | 2019-10-01
| Mount Barker South | H346 | EC.11747 | 6.2 Substation Lighting and Infrastructure Replacement | Safety | Operational investment | Replace substation lighting and associated infrastructure where safety hazards exist | 2019 | 126829.2683 |  |  | 2019-09-01
| Mt Gambier | T326 | EC.11751 | 7.10 Westinghouse RTU replacement | Asset condition and performance | Asset renewal | This project will remove thirteen Westinghouse "Giant" type RTUs that are no longer supported by the manufacturer and have reached the end of their technical and economic lives, and replace them at various substations across the transmission network | 2019 | 215384.6154 |  | 0.3 | 2019-10-01
| Mt Gambier | T326 | EC.14046 | 7.10 AC Board Replacment | Asset condition and performance | Asset renewal | Program to replace and improve AC auxiliary supply equipment, switchboards and cabling at seventeen substations across the South Australian electricity transmission system that have been assessed to be at the end of their technical and economic lives | 2023 | 1017391.304 |  | 0.3 | 2023-08-01
| Mt Gambier | T326 | EC.14090 | 7.10 Mount Gambier 132/33 kV Transformer No. 1 replacement | Asset condition and performance | Asset renewal | Replace the existing 50 MVA 132/33 kV transformer, assessed to be at the end of its technical life with a corresponding high risk of failure, with a new 25 MVA transformer | 2021 | 2200000 |  | 0.3 | 2021-01-01 |  |  | The cost represents the full cost of the project, which may be spread over several costs and/or lines.
| Mt Gambier | T326 | EC.11747 | 6.2 Substation Lighting and Infrastructure Replacement | Safety | Operational investment | Replace substation lighting and associated infrastructure where safety hazards exist | 2019 | 126829.2683 |  |  | 2019-09-01
| Neuroodla | T331 | EC.11747 | 6.2 Substation Lighting and Infrastructure Replacement | Safety | Operational investment | Replace substation lighting and associated infrastructure where safety hazards exist | 2019 | 126829.2683 |  |  | 2019-09-01
| North West Bend | T400 | EC.11751 | 7.10 Westinghouse RTU replacement | Asset condition and performance | Asset renewal | This project will remove thirteen Westinghouse "Giant" type RTUs that are no longer supported by the manufacturer and have reached the end of their technical and economic lives, and replace them at various substations across the transmission network | 2019 | 215384.6154 |  | 0.3 | 2019-10-01
| North West Bend | T400 | EC.11747 | 6.2 Substation Lighting and Infrastructure Replacement | Safety | Operational investment | Replace substation lighting and associated infrastructure where safety hazards exist | 2019 | 126829.2683 |  |  | 2019-09-01
| Para | H161 | EC.11747 | 6.2 Substation Lighting and Infrastructure Replacement | Safety | Operational investment | Replace substation lighting and associated infrastructure where safety hazards exist | 2019 | 126829.2683 |  |  | 2019-09-01
| Munno Para | H488 | EC.11747 | 6.2 Substation Lighting and Infrastructure Replacement | Safety | Operational investment | Replace substation lighting and associated infrastructure where safety hazards exist | 2019 | 126829.2683 |  |  | 2019-09-01
| Parafield Gardens West | H453 | EC.11751 | 7.10 Westinghouse RTU replacement | Asset condition and performance | Asset renewal | This project will remove thirteen Westinghouse "Giant" type RTUs that are no longer supported by the manufacturer and have reached the end of their technical and economic lives, and replace them at various substations across the transmission network | 2019 | 215384.6154 |  | 0.3 | 2019-10-01
| Parafield Gardens West | H453 | EC.14046 | 7.10 AC Board Replacment | Asset condition and performance | Asset renewal | Program to replace and improve AC auxiliary supply equipment, switchboards and cabling at seventeen substations across the South Australian electricity transmission system that have been assessed to be at the end of their technical and economic lives | 2023 | 1017391.304 |  | 0.3 | 2023-08-01
| Parafield Gardens West | H453 | EC.11747 | 6.2 Substation Lighting and Infrastructure Replacement | Safety | Operational investment | Replace substation lighting and associated infrastructure where safety hazards exist | 2019 | 126829.2683 |  |  | 2019-09-01
| Penola West | T156 | EC.14046 | 7.10 AC Board Replacment | Asset condition and performance | Asset renewal | Program to replace and improve AC auxiliary supply equipment, switchboards and cabling at seventeen substations across the South Australian electricity transmission system that have been assessed to be at the end of their technical and economic lives | 2023 | 1017391.304 |  | 0.3 | 2023-08-01
| Penola West | T156 | EC.11747 | 6.2 Substation Lighting and Infrastructure Replacement | Safety | Operational investment | Replace substation lighting and associated infrastructure where safety hazards exist | 2019 | 126829.2683 |  |  | 2019-09-01
| Port Lincoln | T188 | EC.11749 | 6.2 AC Board Replacment 2013 - 2018 | Asset condition and performance | Asset renewal | Replace and improve AC auxiliary supply equipment, switchboards and cabling | 2019 | 1581818.182 |  | 0.3 | 2019-12-01
| Port Lincoln | T188 | EC.11747 | 6.2 Substation Lighting and Infrastructure Replacement | Safety | Operational investment | Replace substation lighting and associated infrastructure where safety hazards exist | 2019 | 126829.2683 |  |  | 2019-09-01
| Port Pirie Network | T397 | EC.11747 | 6.2 Substation Lighting and Infrastructure Replacement | Safety | Operational investment | Replace substation lighting and associated infrastructure where safety hazards exist | 2019 | 126829.2683 |  |  | 2019-09-01
| Snuggery Rural | T135 | EC.11751 | 7.10 Westinghouse RTU replacement | Asset condition and performance | Asset renewal | This project will remove thirteen Westinghouse "Giant" type RTUs that are no longer supported by the manufacturer and have reached the end of their technical and economic lives, and replace them at various substations across the transmission network | 2019 | 215384.6154 |  | 0.3 | 2019-10-01
| Snuggery Rural | T135 | EC.11749 | 6.2 AC Board Replacment 2013 - 2018 | Asset condition and performance | Asset renewal | Replace and improve AC auxiliary supply equipment, switchboards and cabling | 2019 | 1581818.182 |  | 0.3 | 2019-12-01
| Snuggery Rural | T135 | EC.11747 | 6.2 Substation Lighting and Infrastructure Replacement | Safety | Operational investment | Replace substation lighting and associated infrastructure where safety hazards exist | 2019 | 126829.2683 |  |  | 2019-09-01
| City West (South) | H579 | EC.11747 | 6.2 Substation Lighting and Infrastructure Replacement | Safety | Operational investment | Replace substation lighting and associated infrastructure where safety hazards exist | 2019 | 126829.2683 |  |  | 2019-09-01
| Happy Valley | H209 | EC.11751 | 7.10 Westinghouse RTU replacement | Asset condition and performance | Asset renewal | This project will remove thirteen Westinghouse "Giant" type RTUs that are no longer supported by the manufacturer and have reached the end of their technical and economic lives, and replace them at various substations across the transmission network | 2019 | 215384.6154 |  | 0.3 | 2019-10-01
| Happy Valley | H209 | EC.14033 | 7.10 Circuit breaker unit asset replacement | Asset condition and performance | Asset renewal | Implement a program to replace selected circuit breakers at various substations that are at the end of their technical and economic lives | 2023 | 340000 |  | 0.3 | 2023-06-01
| Happy Valley | H209 | EC.11749 | 6.2 AC Board Replacment 2013 - 2018 | Asset condition and performance | Asset renewal | Replace and improve AC auxiliary supply equipment, switchboards and cabling | 2019 | 1581818.182 |  | 0.3 | 2019-12-01
| Happy Valley | H209 | EC.11747 | 6.2 Substation Lighting and Infrastructure Replacement | Safety | Operational investment | Replace substation lighting and associated infrastructure where safety hazards exist | 2019 | 126829.2683 |  |  | 2019-09-01
| Magill (South) | H408 | EC.11749 | 6.2 AC Board Replacment 2013 - 2018 | Asset condition and performance | Asset renewal | Replace and improve AC auxiliary supply equipment, switchboards and cabling | 2019 | 1581818.182 |  | 0.3 | 2019-12-01
| Magill (South) | H408 | EC.11747 | 6.2 Substation Lighting and Infrastructure Replacement | Safety | Operational investment | Replace substation lighting and associated infrastructure where safety hazards exist | 2019 | 126829.2683 |  |  | 2019-09-01
| Morphett Vale East | H115 | EC.14046 | 7.10 AC Board Replacment | Asset condition and performance | Asset renewal | Program to replace and improve AC auxiliary supply equipment, switchboards and cabling at seventeen substations across the South Australian electricity transmission system that have been assessed to be at the end of their technical and economic lives | 2023 | 1017391.304 |  | 0.3 | 2023-08-01
| Morphett Vale East | H115 | EC.14033 | 7.10 Circuit breaker unit asset replacement | Asset condition and performance | Asset renewal | Implement a program to replace selected circuit breakers at various substations that are at the end of their technical and economic lives | 2023 | 680000 |  | 0.3 | 2023-06-01
| Morphett Vale East | H115 | EC.11747 | 6.2 Substation Lighting and Infrastructure Replacement | Safety | Operational investment | Replace substation lighting and associated infrastructure where safety hazards exist | 2019 | 126829.2683 |  |  | 2019-09-01
| Stony Point Distribution | T363 | EC.14046 | 7.10 AC Board Replacment | Asset condition and performance | Asset renewal | Program to replace and improve AC auxiliary supply equipment, switchboards and cabling at seventeen substations across the South Australian electricity transmission system that have been assessed to be at the end of their technical and economic lives | 2023 | 1017391.304 |  | 0.3 | 2023-08-01
| Stony Point Distribution | T363 | EC.11747 | 6.2 Substation Lighting and Infrastructure Replacement | Safety | Operational investment | Replace substation lighting and associated infrastructure where safety hazards exist | 2019 | 126829.2683 |  |  | 2019-09-01
| Tailem Bend | H114 | EC.14046 | 7.10 AC Board Replacment | Asset condition and performance | Asset renewal | Program to replace and improve AC auxiliary supply equipment, switchboards and cabling at seventeen substations across the South Australian electricity transmission system that have been assessed to be at the end of their technical and economic lives | 2023 | 1017391.304 |  | 0.3 | 2023-08-01
| Tailem Bend | H114 | EC.11747 | 6.2 Substation Lighting and Infrastructure Replacement | Safety | Operational investment | Replace substation lighting and associated infrastructure where safety hazards exist | 2019 | 126829.2683 |  |  | 2019-09-01
| Templers | H478 | EC.14174 | 7.10 Templers plant replacement | Asset condition and performance | Asset renewal | Replace eight 132 kV isolators and the 132 kV bus at Templers, which have been assessed to be at the end of their technical and economic lives and no longer have manufacturer"™s support | 2021 | 3000000 |  | 0.3 | 2021-05-01 |  |  | The cost represents the full cost of the project, which may be spread over several costs and/or lines.
| Templers | H478 | EC.11749 | 6.2 AC Board Replacment 2013 - 2018 | Asset condition and performance | Asset renewal | Replace and improve AC auxiliary supply equipment, switchboards and cabling | 2019 | 1581818.182 |  | 0.3 | 2019-12-01
| Templers | H478 | EC.11747 | 6.2 Substation Lighting and Infrastructure Replacement | Safety | Operational investment | Replace substation lighting and associated infrastructure where safety hazards exist | 2019 | 126829.2683 |  |  | 2019-09-01
| Waterloo | T378 | EC.11747 | 6.2 Substation Lighting and Infrastructure Replacement | Safety | Operational investment | Replace substation lighting and associated infrastructure where safety hazards exist | 2019 | 126829.2683 |  |  | 2019-09-01
| Kilburn | H373 | EC.14046 | 7.10 AC Board Replacment | Asset condition and performance | Asset renewal | Program to replace and improve AC auxiliary supply equipment, switchboards and cabling at seventeen substations across the South Australian electricity transmission system that have been assessed to be at the end of their technical and economic lives | 2023 | 1017391.304 |  | 0.3 | 2023-08-01
| Kilburn | H373 | EC.11747 | 6.2 Substation Lighting and Infrastructure Replacement | Safety | Operational investment | Replace substation lighting and associated infrastructure where safety hazards exist | 2019 | 126829.2683 |  |  | 2019-09-01
| Le Fevre | H510 | EC.14046 | 7.10 AC Board Replacment | Asset condition and performance | Asset renewal | Program to replace and improve AC auxiliary supply equipment, switchboards and cabling at seventeen substations across the South Australian electricity transmission system that have been assessed to be at the end of their technical and economic lives | 2023 | 1017391.304 |  | 0.3 | 2023-08-01
| Le Fevre | H510 | EC.11747 | 6.2 Substation Lighting and Infrastructure Replacement | Safety | Operational investment | Replace substation lighting and associated infrastructure where safety hazards exist | 2019 | 126829.2683 |  |  | 2019-09-01
| New Osborne | U547 | EC.11747 | 6.2 Substation Lighting and Infrastructure Replacement | Safety | Operational investment | Replace substation lighting and associated infrastructure where safety hazards exist | 2019 | 126829.2683 |  |  | 2019-09-01
| Torrens Island A | H255 | EC.14033 | 7.10 Circuit breaker unit asset replacement | Asset condition and performance | Asset renewal | Implement a program to replace selected circuit breakers at various substations that are at the end of their technical and economic lives | 2023 | 680000 |  | 0.3 | 2023-06-01
| Torrens Island A | H255 | EC.11747 | 6.2 Substation Lighting and Infrastructure Replacement | Safety | Operational investment | Replace substation lighting and associated infrastructure where safety hazards exist | 2019 | 126829.2683 |  |  | 2019-09-01
| Torrens Island B | H254 | EC.14033 | 7.10 Circuit breaker unit asset replacement | Asset condition and performance | Asset renewal | Implement a program to replace selected circuit breakers at various substations that are at the end of their technical and economic lives | 2023 | 2380000 |  | 0.3 | 2023-06-01
| Torrens Island B | H254 | EC.11747 | 6.2 Substation Lighting and Infrastructure Replacement | Safety | Operational investment | Replace substation lighting and associated infrastructure where safety hazards exist | 2019 | 126829.2683 |  |  | 2019-09-01
| Whyalla Central | T575 | EC.11747 | 6.2 Substation Lighting and Infrastructure Replacement | Safety | Operational investment | Replace substation lighting and associated infrastructure where safety hazards exist | 2019 | 126829.2683 |  |  | 2019-09-01
| Whyalla Terminal | T134 | EC.11751 | 7.10 Westinghouse RTU replacement | Asset condition and performance | Asset renewal | This project will remove thirteen Westinghouse "Giant" type RTUs that are no longer supported by the manufacturer and have reached the end of their technical and economic lives, and replace them at various substations across the transmission network | 2019 | 215384.6154 |  | 0.3 | 2019-10-01
| Whyalla Terminal | T134 | EC.11749 | 6.2 AC Board Replacment 2013 - 2018 | Asset condition and performance | Asset renewal | Replace and improve AC auxiliary supply equipment, switchboards and cabling | 2019 | 1581818.182 |  | 0.3 | 2019-12-01
| Whyalla Terminal | T134 | EC.11747 | 6.2 Substation Lighting and Infrastructure Replacement | Safety | Operational investment | Replace substation lighting and associated infrastructure where safety hazards exist | 2019 | 126829.2683 |  |  | 2019-09-01
| Wudinna | T320 | EC.11747 | 6.2 Substation Lighting and Infrastructure Replacement | Safety | Operational investment | Replace substation lighting and associated infrastructure where safety hazards exist | 2019 | 126829.2683 |  |  | 2019-09-01
| Yadnarie | T262 | EC.11747 | 6.2 Substation Lighting and Infrastructure Replacement | Safety | Operational investment | Replace substation lighting and associated infrastructure where safety hazards exist | 2019 | 126829.2683 |  |  | 2019-09-01

## HistoricRatings
Unnamed: 0 | Connection Point | ID | Historic connection point rating - date rating commenced | Historic connection point rating | Connection point rating notes
Units |  |  | HH:MM DD/MM/YYYY | MVA
Rule | TGCP001 | TGCP001 | TGCP024 | TGCP024
Description | Name of the transmission connection point | TNSP unique ID for the connection point. | The date at which the identified rating became applicable for this connection point. A blank value indicates that the nominated rating has applied for at least the last 3 years. | The applicable rating for this connection point
0 | Angas Creek | T438 |  | 31.5
1 | Ardrossan West | T282 |  | 32.5
2 | Baroota | T310 |  | 11.8
3 | Berri | T399 |  | 130 | Normal capacity. However, a combined limit of 140 MVA applies to Berri and Monash under the most critical line or transformer outage condition.
4 | Blanche | T339 |  | 61.5
5 | Brinkworth | H220 |  | 13.7
6 | Bungama | H396 |  | 128 | Normal capacity. However, a combined limit of 140 MVA applies to Bungama and Port Pirie under the most critical line or transformer outage condition.
7 | Clare North | T381 |  | 25
8 | Dalrymple | T507 |  | 25
9 | Davenport West | H426 |  | 60
10 | Dorrien | T525 |  | 120
11 | East Terrace | H366 |  | 225 | Normal capacity. However, a combined limit of 270 MVA applies to City West (CBD) and East Terrace under the most critical line or transformer outage condition.
12 | Northfield | H403 |  | 675 | Normal capacity. However, a combined limit of 580 MVA applies to Northfield and Kilburn under the most critical line outage condition.
13 | Magill | H408 |  | 450 | Normal and emergency capacity, applicable if there is a transformer contingency at East Terrace, City West (South) or Northfield
14 | City West (ACR) | H579 |  | 300 | Normal capacity. However, a combined limit of 270 MVA applies to City West (CBD) and East Terrace under the most critical line or transformer outage condition.
15 | Hummocks | T395 |  | 25
16 | Kadina East | T457 |  | 60
17 | Kanmantoo | T272 |  | 3
18 | Keith | T140 |  | 37
19 | Kincraig | T292 |  | 30.5
20 | Leigh Creek South | T440 |  | 5
21 | Mannum | T446 |  | 21
22 | Mobilong | T211 |  | 57.2
23 | Monash | T565 |  | 60 | Normal capacity. However, a combined limit of 140 MVA applies to Berri and Monash under the most critical line or transformer outage condition.
24 | Mount Barker South | H346 |  | 149.2 | Normal capacity. However, a combined limit of 225 MVA applies to Mount Barker and Mount Barker South under the most critical line or transformer outage conditions.
25 | Mount Barker | T232 |  | 149.2 | Normal capacity. However, a combined limit of 225 MVA applies to Mount Barker and Mount Barker South under the most critical line or transformer outage conditions.
26 | Mt Gambier | T326 |  | 32.5
27 | Neuroodla | T331 |  | 10
28 | North West Bend | T400 |  | 55.6
29 | Para | H161 |  | 240.0 | Normal capacity. If there is a transformer contingency at Munno Para or Parafield Gardens West, the Para transformers can provide an emergency capacity of 288 MVA.
30 | Parafield Gardens West | H453 |  | 405.0 | Normal and emergency capacity, applicable if there is a transformer contingency at Munno Para or Para.
31 | Munno Para | H488 |  | 225.0 | Normal and emergency capacity, applicable if there is a transformer contingency at Para or Parafield Gardens West.
32 | Penola West | T156 |  | 25
33 | Port Lincoln | T188 |  | 49
34 | Port Pirie | T397 |  | 64 | Normal capacity. However, a combined limit of 140 MVA applies to Bungama and Port Pirie under the most critical line or transformer outage condition.
35 | Snuggery Rural | T135 |  | 28.8
36 | Morphett Vale East | H115 |  | 472.0 | Normal capacity. However, a combined limit of 854 MVA applies to City West (South), Happy Valley, Magill (South) and Morphett Vale East under th emost critical line or transformer outage conditions.
37 | Happy Valley | H209 |  | 530.0 | Normal capacity. However, a combined limit of 854 MVA applies to City West (South), Happy Valley, Magill (South) and Morphett Vale East under th emost critical line or transformer outage conditions.
38 | Magill (South) | H408 |  | 225.0 | Normal capacity. However, a combined limit of 854 MVA applies to City West (South), Happy Valley, Magill (South) and Morphett Vale East under th emost critical line or transformer outage conditions.
39 | City West (South) | H579 |  | 300.0 | Normal capacity. However, a combined limit of 854 MVA applies to City West (South), Happy Valley, Magill (South) and Morphett Vale East under th emost critical line or transformer outage conditions.
40 | Stony Point Distribution | T363 |  | 2.5
41 | Tailem Bend | H114 |  | 32.5
42 | Templers | H478 |  | 79.8
43 | Waterloo | T378 |  | 25
44 | Kilburn | H373 |  | 225.0 | Normal capacity. However, a combined limit of 580 MVA applies to Northfield and Kilburn under the most critical line outage condition. If there is a transformer contingency at Lefevre or Torrens Island, the Kilburn transformer can provide an emergency capacity of 238 MVA
45 | Le Fevre | H510 |  | 360.0 | Normal and emergency capacity, applicable if there is a transformer contingency at Kilburn or Torrens Island.
46 | Torrens Island A | H255 |  | 300
47 | Whyalla Central | T575 |  | 120
48 | Wudinna | T320 |  | 25
49 | Yadnarie | T262 |  | 27.4

## ExpectedUnservedEnergy
| Connection Point | ID | FY2019 | FY2020 | FY2021 | FY2022 | FY2023 | FY2024 | FY2025 | FY2026 | FY2027 | FY2028
Units |  |  | MWh | MWh | MWh | MWh | MWh | MWh | MWh | MWh | MWh | MWh
Rule | TGCP001 | TGCP001 | TGTL009 | TGTL009 | TGTL009 | TGTL009 | TGTL009 | TGTL009 | TGTL009 | TGTL009 | TGTL009 | TGTL009
Description | Name of the transmission connection point | TNSP unique ID for the connection point. | Expected unserved energy for identified year if connection point is subject to a capacity constraint (blank if not applicable) | Expected unserved energy for identified year if connection point is subject to a capacity constraint (blank if not applicable) | Expected unserved energy for identified year if connection point is subject to a capacity constraint (blank if not applicable) | Expected unserved energy for identified year if connection point is subject to a capacity constraint (blank if not applicable) | Expected unserved energy for identified year if connection point is subject to a capacity constraint (blank if not applicable) | Expected unserved energy for identified year if connection point is subject to a capacity constraint (blank if not applicable) | Expected unserved energy for identified year if connection point is subject to a capacity constraint (blank if not applicable) | Expected unserved energy for identified year if connection point is subject to a capacity constraint (blank if not applicable) | Expected unserved energy for identified year if connection point is subject to a capacity constraint (blank if not applicable) | Expected unserved energy for identified year if connection point is subject to a capacity constraint (blank if not applicable)
0 | Angas Creek | T438
1 | Ardrossan West | T282
2 | Baroota | T310
3 | Berri | T399
4 | Blanche | T339
5 | Brinkworth | H220
6 | Clare North | T381
7 | Dalrymple | T507
8 | Davenport West | H426
9 | Dorrien | T525
10 | East Terrace | H366
11 | Northfield | H403
12 | Magill | H408
13 | City West (ACR) | H579
14 | Hummocks | T395
15 | Kadina East | T457
16 | Kanmantoo | T272
17 | Keith | T140
18 | Kincraig | T292
19 | Leigh Creek South | T440
20 | Mannum | T446
21 | Mobilong | T211
22 | Mount Barker South | H346
23 | Mount Barker | T232
24 | Mt Gambier | T326
25 | Neuroodla | T331
26 | North West Bend | T400
27 | Para | H161
28 | Parafield Gardens West | H453
29 | Munno Para | H488
30 | Penola West | T156
31 | Port Lincoln | T188
32 | Port Pirie | T397
33 | Snuggery Rural | T135
34 | Morphett Vale East | H115
35 | Happy Valley | H209
36 | Magill (South) | H408
37 | City West (South) | H579
38 | Stony Point Distribution | T363
39 | Tailem Bend | H114
40 | Templers | H478
41 | Waterloo | T378
42 | Kilburn | H373
43 | Le Fevre | H510
44 | New Osborne | U547
45 | Torrens Island A | H255
46 | Whyalla Central | T575
47 | Wudinna | T320
48 | Yadnarie | T262
49 | Bungama | H396
50 | Monash | T565

## UnplannedOutages
| Connection Point | ID | Unplanned outages date | Cause | Duration | Loss of load
Units |  |  | DD/MM/YYYY |  | Hr | MW
Rule | TGCP001 | TGCP001 | TGCP026 | TGCP026 | TGCP026 | TGCP026
Description |  |  | Unplanned outage date | Unplanned outage cause | Unplanned outage duration | Unplanned outage consequence
| Angas Creek | T438 | 2017-05-26 16:45 | Design/Construction | 1.08 | 0.44422
| Angas Creek | T438 | 2019-03-04 03:19 | Lightning | 11.95 | 0.65075
| Ardrossan West | T282 | 2016-07-12 14:08 | Storm/Wind | 0 | 0.0049332
| Ardrossan West | T282 | 2016-07-22 19:53 | Storm/Wind | 0 | 0.22497
| Ardrossan West | T282 | 2016-08-24 08:30 | Pollution | 0 | 0.1565
| Ardrossan West | T282 | 2016-09-08 15:59 | Lightning | 0 | 0.67222
| Ardrossan West | T282 | 2016-11-11 15:57 | Storm/Wind | 0 | 1.9156
| Ardrossan West | T282 | 2016-11-11 16:16 | Lightning | 0 | 0.64062
| Ardrossan West | T282 | 2016-12-07 21:06 | Storm/Wind | 0 | 0.35399
| Ardrossan West | T282 | 2017-12-08 08:33 | Sub Primary Plant | 464.08 | 0.61744
| Ardrossan West | T282 | 2018-03-10 06:52 | Overhead Line/Underground Cables | 0 | 0.085508
| Ardrossan West | T282 | 2018-04-20 22:20 | Lightning | 0.02 | 0.16994
| Ardrossan West | T282 | 2018-05-07 15:11 | Lightning | 0 | 0.037872
| Ardrossan West | T282 | 2018-07-17 09:00 | Storm/Wind | 0 | 0.45598
| Ardrossan West | T282 | 2018-10-14 12:06 | Storm/Wind | 0 | 0.15596
| Ardrossan West | T282 | 2018-10-14 12:11 | Storm/Wind | 0 | 0.15596
| Ardrossan West | T282 | 2018-10-14 12:14 | Storm/Wind | 0 | 0.15596
| Ardrossan West | T282 | 2018-11-02 02:37 | Storm/Wind | 0 | 0.2856
| Baroota | T310 | 2017-11-14 17:33 | Lightning | 1.92 | 0.41421
| Berri | T399 | 2016-08-31 15:12 | Design/Construction | 3.42 | 0.32457
| Berri | T399 | 2016-11-11 17:29 | Lightning | 0 | 6.0798
| Berri | T399 | 2016-11-11 17:56 | Lightning | 0 | 10.1274
| Berri | T399 | 2016-11-11 18:06 | Lightning | 0 | 10.5322
| Berri | T399 | 2016-11-11 18:21 | Lightning | 0 | 10.5322
| Berri | T399 | 2016-11-11 18:23 | Lightning | 0 | 10.5322
| Berri | T399 | 2016-11-11 18:23 | Lightning | -0.52 | 10.5322
| Berri | T399 | 2016-11-11 19:04 | Lightning | 0 | 3.7275
| Berri | T399 | 2017-11-29 18:32 | Lightning | 0 | 0.76783
| Berri | T399 | 2018-03-22 16:59 | Lightning | 0 | 0.80809
| Berri | T399 | 2018-10-15 10:06 | Storm/Wind | 0 | 1.7075
| Blanche | T339 | 2017-06-01 06:53 | Pollution | 0 | 0.41056
| Blanche | T339 | 2017-09-15 18:15 | Design/Construction | 0.23 | 11.6211
| Blanche | T339 | 2017-09-15 18:15 | Design/Construction | 2.38 | 11.6211
| Blanche | T339 | 2018-11-11 15:22 | Design/Construction | 0.15 | 4.3255
| Blanche | T339 | 2018-12-15 16:23 | Lightning | 1.68 | 16.9678
| Blanche | T339 | 2018-12-15 16:23 | Lightning | 1.7 | 16.9678
| Blanche | T339 | 2018-12-15 16:23 | Lightning | 1.72 | 16.9678
| Blanche | T339 | 2019-03-06 05:56 | Design/Construction | 6.08 | 0.95427
| Blanche | T339 | 2019-03-07 12:36 | Design/Construction | 0 | 0.11077
| Clare North | T381 | 2016-09-28 15:48 | YTBD | 21.18 | 1.7908
| Clare North | T381 | 2017-01-19 20:30 | Lightning | 0 | 0.29736
| Clare North | T381 | 2018-12-01 14:51 | Lightning | 0 | 1.8481
| Clare North | T381 | 2018-12-01 18:42 | Lightning | 0 | 0.11493
| Clare North | T381 | 2018-12-01 18:42 | Lightning | 0.13 | 0.11493
| Clare North | T381 | 2019-03-04 05:29 | Storm/Wind | 2.12 | 0.77249
| Clare North | T381 | 2019-03-04 06:20 | Lightning | 0 | 0.058768
| Dalrymple | T507 | 2016-07-12 11:20 | Storm/Wind | 1.93 | 0.0087736
| Dalrymple | T507 | 2016-07-12 14:08 | Storm/Wind | 0 | 0.59725
| Dalrymple | T507 | 2016-07-22 19:53 | Storm/Wind | 0 | 0.16198
| Dalrymple | T507 | 2016-07-25 11:53 | Not Specified | 1.55 | 0.058973
| Dalrymple | T507 | 2016-08-24 08:30 | Pollution | 0 | 1.2406
| Dalrymple | T507 | 2016-09-08 15:59 | Lightning | 0 | 0.21101
| Dalrymple | T507 | 2016-11-11 15:57 | Storm/Wind | 0 | 1.6116
| Dalrymple | T507 | 2016-11-11 16:16 | Lightning | 0 | 1.0371
| Dalrymple | T507 | 2016-11-15 18:22 | Design/Construction | 0.2 | 0.0012124
| Dalrymple | T507 | 2016-11-15 18:22 | Design/Construction | 0.13 | 0.0012124
| Dalrymple | T507 | 2016-11-15 18:22 | Design/Construction | 0.23 | 0.0012124
| Dalrymple | T507 | 2016-11-15 18:22 | Design/Construction | 0.15 | 0.0012124
| Dalrymple | T507 | 2016-12-07 21:06 | Storm/Wind | 0 | 0.087015
| Dalrymple | T507 | 2016-12-08 02:11 | 3rd Party | 5.97 | 0.16987
| Dalrymple | T507 | 2016-12-08 02:11 | 3rd Party | 5.95 | 0.16987
| Dalrymple | T507 | 2016-12-26 05:24 | Design/Construction | 200.68 | 0.021355
| Dalrymple | T507 | 2016-12-26 05:24 | Design/Construction | 84.25 | 0.021355
| Dalrymple | T507 | 2018-03-10 06:52 | Overhead Line/Underground Cables | 0 | 0.23759
| Dalrymple | T507 | 2018-04-20 22:20 | Lightning | 11.12 | 0.0043978
| Dalrymple | T507 | 2018-04-20 22:20 | Lightning | 0.02 | 0.0043978
| Dalrymple | T507 | 2018-05-07 15:11 | Lightning | 0 | 0.2014
| Dalrymple | T507 | 2018-07-17 09:00 | Storm/Wind | 0.15 | 1.5218
| Dalrymple | T507 | 2018-07-17 09:00 | Storm/Wind | 1.12 | 1.5218
| Dalrymple | T507 | 2018-07-10 12:23 | Design/Construction | 3.07 | 0.26881
| Dalrymple | T507 | 2018-10-14 12:06 | Storm/Wind | 0 | 0.27473
| Dalrymple | T507 | 2018-10-14 12:11 | Storm/Wind | 0 | 0.27473
| Dalrymple | T507 | 2018-10-14 12:14 | Storm/Wind | 0 | 0.27473
| Dalrymple | T507 | 2018-10-14 12:06 | Secondary Systems | 74.53 | 0.27473
| Dalrymple | T507 | 2018-11-02 02:37 | Storm/Wind | 0 | 0.13326
| Dalrymple | T507 | 2019-03-15 12:54 | 3rd Party | 0.67 | 0.08839
| Dalrymple | T507 | 2019-03-29 08:45 | Design/Construction | 0.13 | 0.52378
| Dalrymple | T507 | 2019-03-29 08:45 | Design/Construction | 0.43 | 0.52378
| Dalrymple | T507 | 2019-03-29 08:45 | Design/Construction | 0.47 | 0.52378
| Dorrien | T525 | 2017-04-10 06:24 | Birds/Animals | 0.13 | 0.048178
| Magill | H408 | 2016-12-26 04:22 | Storm/Wind | 9.22 | 4.2933
| Magill | H408 | 2017-01-19 20:34 | Storm/Wind | 1.02 | 15.796
| Magill | H408 | 2017-12-19 05:35 | 3rd Party | 6.65 | 6.0557
| Magill | H408 | 2018-10-02 20:26 | 3rd Party | 0 | 9.4079
| Magill | H408 | 2019-04-17 05:42 | Bushfire | 0.35 | 0.79264
| Magill | H408 | 2016-12-26 04:22 | Storm/Wind | 9.22 | 0.17642
| Magill | H408 | 2017-01-19 20:34 | Storm/Wind | 1.02 | 36.1367
| Magill | H408 | 2017-12-19 05:35 | 3rd Party | 6.65 | 2.0341
| Magill | H408 | 2018-10-02 20:26 | 3rd Party | 0 | 9.1288
| Magill | H408 | 2019-04-17 05:42 | Bushfire | 0.35 | 0.50106
| Northfield | H403 | 2018-10-15 07:22 | 3rd Party | 1.98 | 8.5028
| Northfield | H403 | 2019-03-31 14:42 | Maintenance | 0.9 | 8.4611
| Hummocks | T395 | 2016-07-25 11:53 | Secondary Systems | 0.5 | 0.034067
| Hummocks | T395 | 2016-07-25 11:53 | Secondary Systems | 1.87 | 0.034067
| Hummocks | T395 | 2016-08-30 17:05 | Lightning | 0 | 0.075248
| Hummocks | T395 | 2016-09-28 10:01 | Storm/Wind | 0 | 0.46857
| Hummocks | T395 | 2016-09-28 10:01 | Storm/Wind | 0.07 | 0.46857
| Hummocks | T395 | 2016-09-28 10:58 | Lightning | 0 | 0.26602
| Hummocks | T395 | 2016-09-28 10:58 | Lightning | 0.05 | 0.26602
| Hummocks | T395 | 2016-09-28 15:19 | YTBD | 0 | 3.1488
| Hummocks | T395 | 2016-09-28 15:19 | YTBD | -15.32 | 3.1488
| Hummocks | T395 | 2016-11-11 17:12 | Storm/Wind | 0 | 0.080087
| Hummocks | T395 | 2016-11-11 17:12 | Storm/Wind | 0.15 | 0.080087
| Hummocks | T395 | 2016-11-11 17:13 | Storm/Wind | 88.43 | 0.080087
| Hummocks | T395 | 2017-01-19 18:47 | Storm/Wind | 0 | 0.0028766
| Hummocks | T395 | 2017-01-19 18:47 | Storm/Wind | 0.08 | 0.0028766
| Hummocks | T395 | 2017-06-18 00:15 | Pollution | 0 | 0.3727
| Hummocks | T395 | 2017-07-09 21:31 | Overhead Line/Underground Cables | 0 | 0.25846
| Hummocks | T395 | 2018-08-21 14:00 | Maintenance | 0.58 | 0.053779
| Hummocks | T395 | 2018-11-21 15:07 | Storm/Wind | 0 | 0.079429
| Hummocks | T395 | 2018-11-21 15:07 | Storm/Wind | 0.05 | 0.079429
| Hummocks | T395 | 2018-12-01 13:54 | Lightning | 0 | 1.094
| Hummocks | T395 | 2018-12-01 14:28 | Lightning | 0 | 1.6936
| Hummocks | T395 | 2018-12-01 14:42 | Lightning | 0 | 1.1622
| Hummocks | T395 | 2018-12-01 14:42 | Lightning | 0.03 | 1.1622
| Hummocks | T395 | 2018-12-01 17:15 | Storm/Wind | 0 | 0.19184
| Hummocks | T395 | 2018-12-01 18:04 | Storm/Wind | 0 | 0.058757
| Hummocks | T395 | 2018-12-01 18:04 | Storm/Wind | 0.05 | 0.058757
| Hummocks | T395 | 2019-01-14 03:51 | Pollution | 0 | 0.04353
| Hummocks | T395 | 2019-01-14 03:51 | Pollution | 0.03 | 0.04353
| Hummocks | T395 | 2019-01-14 04:36 | Pollution | 0 | 0.16329
| Hummocks | T395 | 2019-01-14 04:36 | Pollution | 0.03 | 0.16329
| Hummocks | T395 | 2019-01-14 04:48 | Pollution | 0 | 0.16329
| Hummocks | T395 | 2019-01-14 04:48 | Pollution | 0.05 | 0.16329
| Hummocks | T395 | 2019-01-14 04:52 | Pollution | 0 | 0.16329
| Hummocks | T395 | 2019-01-14 04:52 | Pollution | 0.05 | 0.16329
| Hummocks | T395 | 2019-01-14 05:06 | Pollution | 0 | 0.66153
| Hummocks | T395 | 2019-01-14 05:06 | Pollution | 1.02 | 0.66153
| Hummocks | T395 | 2019-01-14 05:11 | Pollution | 0 | 0.66153
| Hummocks | T395 | 2019-01-14 05:33 | Pollution | 0 | 0.093075
| Hummocks | T395 | 2019-01-14 05:47 | Pollution | 0 | 0.093075
| Hummocks | T395 | 2019-01-14 05:47 | Pollution | 31.35 | 0.093075
| Hummocks | T395 | 2019-05-14 12:10 | External Party | 46.28 | 0.34315
| Hummocks | T395 | 2019-05-14 12:10 | External Party | 3.88 | 0.34315
| Hummocks | T395 | 2019-05-19 17:00 | Storm/Wind | 1.78 | 0.13906
| Kadina East | T457 | 2017-06-18 00:15 | Pollution | 0 | 1.1575
| Kadina East | T457 | 2018-06-15 14:10 | Design/Construction | 0.33 | 1.6954
| Kadina East | T457 | 2018-12-01 13:54 | Lightning | 0 | 5.2912
| Kadina East | T457 | 2018-12-01 17:15 | Storm/Wind | 0 | 1.0273
| Kadina East | T457 | 2019-05-19 17:00 | Storm/Wind | 1.8 | 5.8534
| Kadina East | T457 | 2019-05-19 17:00 | Storm/Wind | 1.78 | 5.8534
| Kanmantoo | T272 | 2016-07-11 07:18 | Storm/Wind | 3.08 | 0.32684
| Kanmantoo | T272 | 2017-06-18 19:15 | Pollution | 0 | 0.021701
| Kanmantoo | T272 | 2018-04-06 20:45 | Overhead Line/Underground Cables | 0 | 0.03316
| Kanmantoo | T272 | 2018-12-12 23:26 | Lightning | 0 | 0.023452
| Keith | T140 | 2017-03-21 16:35 | Overhead Line/Underground Cables | 3.57 | 0.75656
| Keith | T140 | 2017-08-20 05:45 | Sub Primary Plant | 59.93 | 0.25088
| Keith | T140 | 2018-11-02 03:07 | Lightning | 2.88 | 0.71973
| Kincraig | T292 | 2016-09-29 15:15 | YTBD | 0.05 | 0.19279
| Kincraig | T292 | 2017-03-21 16:35 | Overhead Line/Underground Cables | 3.57 | 0.50559
| Kincraig | T292 | 2018-11-02 03:07 | Lightning | 2.88 | 0.55564
| Leigh Creek South | T440 | 2016-08-11 23:08 | Overhead Line/Underground Cables | 0 | 0.062766
| Leigh Creek South | T440 | 2016-10-01 11:15 | 3rd Party | 0 | 0
| Leigh Creek South | T440 | 2016-10-01 13:12 | Not Specified | 1.8 | 0
| Leigh Creek South | T440 | 2016-10-01 13:12 | Not Specified | 0 | 0
| Leigh Creek South | T440 | 2018-12-01 16:00 | Overhead Line/Underground Cables | 26.88 | 0.37388
| Leigh Creek South | T440 | 2018-12-01 16:00 | Overhead Line/Underground Cables | 2.88 | 0.37388
| Leigh Creek South | T440 | 2019-05-10 04:07 | 3rd Party | 8.08 | 0.47603
| Leigh Creek South | T440 | 2019-05-10 04:07 | 3rd Party | -4.12 | 0.47603
| Mobilong | T211 | 2016-07-11 06:31 | Storm/Wind | 0 | 0.51647
| Mobilong | T211 | 2016-07-11 07:13 | Storm/Wind | 0 | 1.0318
| Mobilong | T211 | 2016-07-11 07:18 | Storm/Wind | 3.12 | 1.0318
| Mobilong | T211 | 2017-06-18 19:15 | Pollution | 0 | 0.24495
| Mobilong | T211 | 2018-04-06 20:45 | Overhead Line/Underground Cables | 0 | 0.66694
| Mobilong | T211 | 2018-12-12 23:26 | Lightning | 0 | 0.037213
| Mount Barker | T232 | 2016-07-11 06:31 | Storm/Wind | 0 | 2.2088
| Mount Barker | T232 | 2016-07-11 07:13 | Storm/Wind | 0 | 1.7973
| Mount Barker | T232 | 2016-07-11 07:18 | Storm/Wind | 3.12 | 1.7973
| Mount Barker | T232 | 2016-07-11 07:18 | Storm/Wind | 3.08 | 1.7973
| Mount Barker | T232 | 2017-04-30 17:37 | Design/Construction | 0 | 2.7306
| Mount Barker | T232 | 2017-06-18 19:15 | Pollution | 0 | 0.87117
| Mount Barker | T232 | 2018-04-06 20:45 | Overhead Line/Underground Cables | 0 | 1.6952
| Mount Barker | T232 | 2018-12-12 23:26 | Lightning | 0 | 1.033
| Mt Gambier | T326 | 2016-07-28 12:23 | Design/Construction | 1.4 | 0.030873
| Mt Gambier | T326 | 2018-08-01 17:28 | Design/Construction | 1.43 | 0.44369
| Mt Gambier | T326 | 2018-11-11 15:22 | Design/Construction | 0.15 | 2.1547
| Mt Gambier | T326 | 2018-12-15 16:23 | Lightning | 1.7 | 6.272
| Mt Gambier | T326 | 2018-12-15 16:23 | Design/Construction | 0.52 | 6.272
| Neuroodla | T331 | 2016-08-06 09:09 | Birds/Animals | 3.08 | 0.077665
| Neuroodla | T331 | 2016-08-08 13:01 | Birds/Animals | 2.72 | 0.26359
| Neuroodla | T331 | 2016-08-11 23:08 | Overhead Line/Underground Cables | 0 | 0.012621
| Neuroodla | T331 | 2016-10-01 13:12 | Not Specified | 1.8 | 0.014911
| Neuroodla | T331 | 2016-10-08 13:41 | Birds/Animals | 3.27 | 0.078526
| Neuroodla | T331 | 2018-12-01 16:00 | Overhead Line/Underground Cables | 26.88 | 0.38939
| Neuroodla | T331 | 2018-12-01 16:00 | Overhead Line/Underground Cables | 2.88 | 0.38939
| Neuroodla | T331 | 2019-05-10 04:07 | 3rd Party | 0 | 0.025306
| North West Bend | T400 | 2016-12-23 17:23 | Storm/Wind | 0 | 2.9155
| North West Bend | T400 | 2017-11-29 18:32 | Lightning | 0 | 0.64403
| North West Bend | T400 | 2018-03-22 16:59 | Lightning | 0 | 0.66855
| North West Bend | T400 | 2018-10-14 14:31 | Storm/Wind | 0 | 0.43891
| North West Bend | T400 | 2018-10-15 07:40 | Storm/Wind | 0 | 0.071867
| North West Bend | T400 | 2018-10-15 10:06 | Storm/Wind | 0 | 2.023
| Para | H161 | 2016-07-02 10:32 | Design/Construction | 0.13 | 4.4842
| Para | H161 | 2016-08-27 13:35 | Switching | 0.58 | 2.9338
| Para | H161 | 2016-08-28 10:02 | Design/Construction | 4.6 | 6.7141
| Para | H161 | 2016-08-28 15:15 | Design/Construction | 2.12 | 1.5038
| Para | H161 | 2016-09-28 20:03 | YTBD | 5.23 | 19.5263
| Para | H161 | 2016-09-29 01:17 | YTBD | 0 | 9.443
| Para | H161 | 2016-12-28 03:26 | SVC/Reactive Plant | 33.68 | 3.0577
| Para | H161 | 2016-12-28 03:26 | Sub Primary Plant | 33.68 | 3.0577
| Para | H161 | 2018-11-02 03:26 | Lightning | 0 | 4.1613
| Para | H161 | 2018-11-02 03:36 | Storm/Wind | 0 | 2.7524
| Para | H161 | 2018-11-02 03:40 | Lightning | 0 | 2.7524
| Para | H161 | 2019-03-04 03:19 | Lightning | 11.95 | 1.6596
| Para | H161 | 2019-05-19 20:27 | Storm/Wind | 0 | 3.3882
| Parafield Gardens West | H453 | 2018-01-22 01:48 | Design/Construction | 1.88 | 5.8368
| Penola West | T156 | 2017-10-02 16:40 | Overhead Line/Underground Cables | 0.08 | 0.20477
| Penola West | T156 | 2017-10-02 16:40 | Overhead Line/Underground Cables | 0 | 0.20477
| Penola West | T156 | 2018-06-01 23:11 | Overhead Line/Underground Cables | 0.05 | 0.09438
| Penola West | T156 | 2019-05-29 19:03 | 3rd Party | 2.58 | 0.065922
| Port Lincoln | T188 | 2016-07-22 08:42 | Lightning | 2.45 | 0.39077
| Port Lincoln | T188 | 2016-08-04 02:57 | Secondary Systems | 0 | 1.506
| Port Lincoln | T188 | 2016-08-04 02:57 | Secondary Systems | 5.33 | 1.506
| Port Lincoln | T188 | 2016-08-04 02:57 | Secondary Systems | 0.27 | 1.506
| Port Lincoln | T188 | 2016-09-08 15:26 | Storm/Wind | 0.98 | 0.74662
| Port Lincoln | T188 | 2016-09-29 17:19 | YTBD | 0 | 0
| Port Lincoln | T188 | 2016-09-29 20:13 | YTBD | 44.4 | 0
| Port Lincoln | T188 | 2016-09-29 20:13 | YTBD | 0 | 0
| Port Lincoln | T188 | 2016-09-28 15:48 | YTBD | 0 | 0.25714
| Port Lincoln | T188 | 2016-10-01 14:39 | 3rd Party | 0.1 | 0.23386
| Port Lincoln | T188 | 2016-09-29 00:22 | YTBD | 0 | 0.56458
| Port Lincoln | T188 | 2016-09-29 00:22 | YTBD | -0.37 | 0.56458
| Port Lincoln | T188 | 2016-10-18 15:47 | Design/Construction | 0.25 | 0.36471
| Port Lincoln | T188 | 2016-12-23 15:44 | Storm/Wind | 0.07 | 5.709
| Port Lincoln | T188 | 2017-02-26 20:37 | Secondary Systems | 66.78 | 0.63381
| Port Lincoln | T188 | 2017-02-26 20:37 | Secondary Systems | 66.8 | 0.63381
| Port Lincoln | T188 | 2017-03-09 06:02 | Overhead Line/Underground Cables | 0 | 0.046719
| Port Lincoln | T188 | 2017-11-23 00:56 | Lightning | 2.75 | 11.8862
| Port Lincoln | T188 | 2017-11-23 00:56 | Lightning | 0.3 | 11.8862
| Port Lincoln | T188 | 2017-11-23 01:35 | Not Specified | 0.17 | 0.22163
| Port Lincoln | T188 | 2018-09-21 07:22 | Birds/Animals | 0 | 0.1426
| Port Lincoln | T188 | 2018-10-30 13:38 | Maintenance | 0.5 | 0.0012139
| Port Lincoln | T188 | 2019-05-18 23:43 | Lightning | 0.17 | 0.62983
| Port Lincoln | T188 | 2019-05-18 23:43 | Lightning | 0.13 | 0.62983
| Port Pirie | T397 | 2017-04-21 08:03 | Sub Primary Plant | 1.13 | 0.28152
| Port Pirie | T397 | 2018-10-12 19:33 | Sub Site Plant and Auxiliary Systems | 65.78 | 0.1556
| Snuggery Rural | T135 | 2017-06-01 06:53 | Pollution | 0 | 0.1257
| Snuggery Rural | T135 | 2017-08-06 16:46 | Secondary Systems | 0.03 | 0.09582
| Snuggery Rural | T135 | 2017-09-15 18:15 | Design/Construction | 0.23 | 0.099228
| Snuggery Rural | T135 | 2018-04-20 11:56 | Design/Construction | 0.28 | 0.01484
| Snuggery Rural | T135 | 2018-08-01 17:28 | Sub Primary Plant | 1957.72 | 0.04043
| Snuggery Rural | T135 | 2018-10-22 09:55 | Maintenance | 0 | 0.16915
| Snuggery Rural | T135 | 2018-11-11 15:22 | Design/Construction | 0.15 | 0
| Snuggery Rural | T135 | 2018-12-15 16:23 | Lightning | 1.63 | 0.21947
| Snuggery Rural | T135 | 2019-02-05 04:33 | 3rd Party | 1.63 | 0.42784
| Snuggery Rural | T135 | 2019-03-06 05:56 | Design/Construction | 30.57 | 0.076916
| Happy Valley | H209 | 2018-02-20 17:40 | Design/Construction | 1.33 | 5.2762
| Happy Valley | H209 | 2018-03-21 13:00 | Maintenance | 0.28 | 0.76981
| Happy Valley | H209 | 2018-06-27 17:13 | YTBD | 0 | 27.5585
| Happy Valley | H209 | 2018-12-03 13:29 | Design/Construction | 0.08 | 7.7404
| Morphett Vale East | H115 | 2017-06-03 17:24 | SVC/Reactive Plant | 1436.38 | 11.4791
| Morphett Vale East | H115 | 2017-08-27 17:23 | Secondary Systems | 234.33 | 20.4827
| Morphett Vale East | H115 | 2017-09-06 18:10 | Secondary Systems | 0 | 19.8686
| Morphett Vale East | H115 | 2018-05-10 17:57 | Secondary Systems | 0.02 | 18.1997
| Morphett Vale East | H115 | 2018-07-06 22:01 | Sub Primary Plant | 331.65 | 24.3513
| Tailem Bend | H114 | 2016-07-26 09:42 | Design/Construction | 0.38 | 0.73462
| Tailem Bend | H114 | 2016-09-28 15:48 | YTBD | 5.03 | 2.5352
| Tailem Bend | H114 | 2017-03-10 06:37 | Overhead Line/Underground Cables | 0 | 0.09746
| Tailem Bend | H114 | 2017-11-19 09:51 | Sub Primary Plant | 27.93 | 0.3122
| Tailem Bend | H114 | 2018-04-26 10:44 | Secondary Systems | 3.57 | 0.24102
| Tailem Bend | H114 | 2018-04-26 10:44 | Secondary Systems | 1.25 | 0.24102
| Tailem Bend | H114 | 2018-04-27 18:06 | Maintenance | 1.6 | 0.17138
| Tailem Bend | H114 | 2018-04-27 18:06 | Maintenance | 1.58 | 0.17138
| Tailem Bend | H114 | 2018-07-07 08:51 | Maintenance | 0.1 | 0.22658
| Templers | H478 | 2016-08-30 17:29 | Lightning | 0 | 0.31608
| Templers | H478 | 2017-01-19 21:01 | Lightning | 0 | 0.4975
| Templers | H478 | 2017-01-19 21:06 | Lightning | 0 | 0.4975
| Templers | H478 | 2018-03-18 08:39 | Sub Primary Plant | 4.48 | 1.1762
| Templers | H478 | 2018-03-18 10:08 | Sub Primary Plant | 0 | 0.77236
| Templers | H478 | 2018-10-15 05:31 | Storm/Wind | 0 | 0.35086
| Templers | H478 | 2018-10-15 05:48 | Storm/Wind | 0 | 0.35086
| Waterloo | T378 | 2016-08-30 17:05 | Lightning | 0 | 3.6425
| Waterloo | T378 | 2016-08-30 17:29 | Lightning | 0 | 3.6425
| Waterloo | T378 | 2017-01-19 18:47 | Storm/Wind | 0 | 0.13432
| Waterloo | T378 | 2017-01-19 21:01 | Lightning | 0 | 0.1988
| Waterloo | T378 | 2017-01-19 21:06 | Lightning | 0 | 0.1988
| Waterloo | T378 | 2018-03-18 08:39 | Sub Primary Plant | 4.48 | 0.39149
| Waterloo | T378 | 2018-03-18 10:08 | Sub Primary Plant | 0 | 0.21309
| Waterloo | T378 | 2018-10-15 05:31 | Storm/Wind | 0 | 0.55034
| Waterloo | T378 | 2018-10-15 05:48 | Storm/Wind | 0 | 0.55034
| Waterloo | T378 | 2018-12-01 14:28 | Lightning | 0 | 0.0015198
| Waterloo | T378 | 2018-12-01 14:42 | Lightning | 0 | 0.44856
| Waterloo | T378 | 2019-01-14 03:51 | Pollution | 0 | 0.1155
| Waterloo | T378 | 2019-01-14 04:36 | Pollution | 0 | 0.05705
| Waterloo | T378 | 2019-01-14 04:48 | Pollution | 0 | 0.05705
| Waterloo | T378 | 2019-01-14 04:52 | Pollution | 0 | 0.05705
| Waterloo | T378 | 2019-01-14 05:06 | Pollution | 0 | 0.77971
| Kilburn | H373 | 2018-01-23 15:59 | Design/Construction | 1.47 | 0.90462
| Kilburn | H373 | 2018-02-25 14:12 | Design/Construction | 0.18 | 6.0514
| Le Fevre | H510 | 2017-07-11 10:42 | Design/Construction | 0.35 | 12.747
| Torrens Island A | H255 | 2016-12-26 04:22 | Storm/Wind | 9.22 | 1.2556
| Torrens Island A | H255 | 2017-01-19 20:34 | Storm/Wind | 19.03 | 17.9923
| Torrens Island A | H255 | 2017-05-06 17:03 | 3rd Party | 23.42 | 1.4657
| Torrens Island A | H255 | 2017-05-20 10:12 | 3rd Party | 0.17 | 6.2269
| Torrens Island A | H255 | 2017-12-07 15:16 | 3rd Party | 0 | 0.51111
| Torrens Island A | H255 | 2018-08-31 00:14 | 3rd Party | 0.38 | 8.4812
| Torrens Island A | H255 | 2018-12-11 22:42 | 3rd Party | 0.88 | 11.0455
| Torrens Island A | H255 | 2019-03-29 03:05 | 3rd Party | 0 | 0.31324
| Torrens Island A | H255 | 2019-04-17 05:42 | Bushfire | 3.68 | 0.17708
| Wudinna | T320 | 2016-09-08 15:26 | Storm/Wind | 28.88 | 0.1869
| Wudinna | T320 | 2016-12-23 14:11 | 3rd Party | 2.07 | 0.5667
| Wudinna | T320 | 2016-12-23 15:44 | Storm/Wind | 0.07 | 0.84618
| Wudinna | T320 | 2016-12-23 16:37 | 3rd Party | 0.03 | 0.45577
| Wudinna | T320 | 2016-12-23 16:37 | 3rd Party | -2.95 | 0.45577
| Wudinna | T320 | 2017-11-23 00:56 | Lightning | 2.55 | 6.106
| Yadnarie | T262 | 2016-09-08 15:26 | Storm/Wind | 28.92 | 0.20785
| Yadnarie | T262 | 2016-09-08 15:26 | Storm/Wind | 28.88 | 0.20785
| Yadnarie | T262 | 2016-09-29 20:13 | YTBD | 44.02 | 0.26242
| Yadnarie | T262 | 2016-11-30 16:40 | Sub Primary Plant | 177.78 | 0.060305
| Yadnarie | T262 | 2016-12-23 15:44 | Storm/Wind | -15.73 | 0.10322
| Yadnarie | T262 | 2016-12-23 15:44 | Storm/Wind | 0.07 | 0.10322
| Yadnarie | T262 | 2017-11-23 00:56 | Lightning | 2.55 | 4.0626
| Yadnarie | T262 | 2018-04-14 09:42 | SVC/Reactive Plant | 1.37 | 0.18958
| Yadnarie | T262 | 2018-04-14 11:04 | SVC/Reactive Plant | -0.02 | 0.16555
| Monash | T565 | 2016-11-11 17:29 | Lightning | 0 | 6.0798
| Monash | T565 | 2016-11-11 17:56 | Lightning | 0 | 10.1274
| Monash | T565 | 2016-11-11 18:06 | Lightning | 0 | 10.5322
| Monash | T565 | 2016-11-11 18:21 | Lightning | 0 | 10.5322
| Monash | T565 | 2016-11-11 18:23 | Lightning | 0 | 10.5322
| Monash | T565 | 2016-11-11 18:23 | Lightning | 23.48 | 10.5322
| Monash | T565 | 2016-11-11 18:23 | Lightning | -18.38 | 10.5322
| Monash | T565 | 2016-11-11 19:04 | Lightning | 0 | 3.7275
| Monash | T565 | 2016-11-11 19:04 | Not Specified | 122.88 | 3.7275
| Monash | T565 | 2016-11-20 04:29 | Communications/Control | 5.95 | 0.058804
| Monash | T565 | 2017-11-29 18:32 | Lightning | 0 | 0.76783
| Monash | T565 | 2018-03-22 16:59 | Lightning | 0 | 0.80809
| Monash | T565 | 2018-04-21 04:05 | Communications/Control | 0.12 | 0.65978
| Monash | T565 | 2018-10-15 10:06 | Storm/Wind | 0 | 1.7075
| Bungama | H396 | 2016-08-30 17:18 | Lightning | 0.02 | 0.24113
| Bungama | H396 | 2016-09-28 10:01 | Storm/Wind | 0.07 | 1.4738
| Bungama | H396 | 2016-09-28 10:05 | Lightning | 0.05 | 1.4738
| Bungama | H396 | 2016-09-28 10:09 | Lightning | 0 | 1.4738
| Bungama | H396 | 2016-09-28 10:23 | Lightning | 0 | 1.4738
| Bungama | H396 | 2016-09-28 10:58 | Lightning | 0.07 | 0.5504
| Bungama | H396 | 2016-09-28 15:19 | YTBD | -15.32 | 9.6324
| Bungama | H396 | 2016-09-28 15:48 | YTBD | 0 | 13.6262
| Bungama | H396 | 2016-11-03 06:03 | Pollution | 0 | 0.58453
| Bungama | H396 | 2016-11-11 17:12 | Storm/Wind | 6.13 | 4.287
| Bungama | H396 | 2016-11-11 17:13 | Storm/Wind | 6.12 | 4.287
| Bungama | H396 | 2016-11-11 17:33 | Storm/Wind | 9.37 | 0.53061
| Bungama | H396 | 2016-12-23 13:51 | Storm/Wind | 2.18 | 3.6293
| Bungama | H396 | 2016-12-23 16:28 | Storm/Wind | 4.9 | 4.3576
| Bungama | H396 | 2016-12-23 16:30 | Storm/Wind | 0 | 5.7494
| Bungama | H396 | 2017-04-13 18:48 | Birds/Animals | 0 | 0.13239
| Bungama | H396 | 2017-04-13 18:48 | Birds/Animals | 0.03 | 0.13239
| Bungama | H396 | 2017-04-21 08:03 | Sub Primary Plant | 1.13 | 0.28152
| Bungama | H396 | 2017-07-09 21:31 | Overhead Line/Underground Cables | 0.03 | 1.2358
| Bungama | H396 | 2017-11-14 17:33 | Lightning | 1.92 | 2.649
| Bungama | H396 | 2017-11-22 15:06 | Lightning | 0.03 | 0.87137
| Bungama | H396 | 2017-11-22 15:23 | Lightning | 2.65 | 0.87137
| Bungama | H396 | 2017-11-30 21:07 | Storm/Wind | 0.03 | 0.58391
| Bungama | H396 | 2017-11-30 21:11 | Lightning | 0.02 | 0.58391
| Bungama | H396 | 2018-06-26 07:14 | Overhead Line/Underground Cables | 0 | 3.2201
| Bungama | H396 | 2018-09-15 07:14 | Storm/Wind | 5.18 | 2.7232
| Bungama | H396 | 2018-09-15 07:14 | Storm/Wind | 5.2 | 2.7232
| Bungama | H396 | 2018-10-12 19:33 | Sub Site Plant and Auxiliary Systems | 65.03 | 0.1556
| Bungama | H396 | 2018-10-14 11:15 | Lightning | 0.08 | 3.5984
| Bungama | H396 | 2018-11-02 04:27 | Lightning | 0 | 0.38306
| Bungama | H396 | 2018-11-02 04:31 | Lightning | 0.02 | 2.0711
| Bungama | H396 | 2018-11-21 15:07 | Storm/Wind | 0.02 | 0.72314
| Bungama | H396 | 2018-12-01 15:08 | Lightning | 0 | 2.3364
| Bungama | H396 | 2018-12-01 18:04 | Storm/Wind | 0.07 | 0.50855
| Bungama | H396 | 2018-12-29 23:36 | Storm/Wind | 0.12 | 0.13582
| Bungama | H396 | 2018-12-30 05:36 | Storm/Wind | 0.03 | 0.43511
| Bungama | H396 | 2018-12-30 06:15 | Storm/Wind | 0 | 0.92999
| Bungama | H396 | 2018-12-30 06:15 | Storm/Wind | 0.02 | 0.92999
| Bungama | H396 | 2019-01-10 03:09 | Not Specified | 0.05 | 0.81365
| Bungama | H396 | 2019-05-14 12:10 | External Party | 3.65 | 4.0834
| Bungama | H396 | 2019-05-19 19:28 | Lightning | 0 | 0.59469
| Bungama | H396 | 2019-05-19 19:28 | Lightning | 0.17 | 0.59469

## LoadTransferCapacity
| Connection Point | ID | FY2019 | FY2020 | FY2021 | FY2022 | FY2023 | FY2024 | FY2025 | FY2026 | FY2027 | FY2028 | Notes
Units |  |  | MW | MW | MW | MW | MW | MW | MW | MW | MW | MW
Rule | TGCP001 | TGCP001 | TGTL022 | TGTL022 | TGTL022 | TGTL022 | TGTL022 | TGTL022 | TGTL022 | TGTL022 | TGTL022 | TGTL022
Description | Name of the transmission connection point | TNSP unique ID for the connection point. | The amount of load in MVA that can be transferred to adjacent connection points. Required if connection point is subject to a constraint or an investment is being considered that would provide load transfer capacity. | The amount of load in MVA that can be transferred to adjacent connection points. Required if connection point is subject to a constraint or an investment is being considered that would provide load transfer capacity. | The amount of load in MVA that can be transferred to adjacent connection points. Required if connection point is subject to a constraint or an investment is being considered that would provide load transfer capacity. | The amount of load in MVA that can be transferred to adjacent connection points. Required if connection point is subject to a constraint or an investment is being considered that would provide load transfer capacity. | The amount of load in MVA that can be transferred to adjacent connection points. Required if connection point is subject to a constraint or an investment is being considered that would provide load transfer capacity. | The amount of load in MVA that can be transferred to adjacent connection points. Required if connection point is subject to a constraint or an investment is being considered that would provide load transfer capacity. | The amount of load in MVA that can be transferred to adjacent connection points. Required if connection point is subject to a constraint or an investment is being considered that would provide load transfer capacity. | The amount of load in MVA that can be transferred to adjacent connection points. Required if connection point is subject to a constraint or an investment is being considered that would provide load transfer capacity. | The amount of load in MVA that can be transferred to adjacent connection points. Required if connection point is subject to a constraint or an investment is being considered that would provide load transfer capacity. | The amount of load in MVA that can be transferred to adjacent connection points. Required if connection point is subject to a constraint or an investment is being considered that would provide load transfer capacity.
0 | Angas Creek | T438
1 | Ardrossan West | T282
2 | Baroota | T310
3 | Berri | T399
4 | Blanche | T339
5 | Brinkworth | H220
6 | Clare North | T381
7 | Dalrymple | T507
8 | Davenport West | H426
9 | Dorrien | T525
10 | East Terrace | H366 | 176 | 176 | 176 | 176 | 176 | 176 | 176 | 176 | 176 | 176 | The Adelaide Central Region (ACR) demand that can be supplied through SA Power Networks' meshed 66 kV network during a concurrent outage of the East Terrace and City West (ACR) connection points
11 | Northfield | H403
12 | Magill | H408
13 | City West (ACR) | H579 | 176 | 176 | 176 | 176 | 176 | 176 | 176 | 176 | 176 | 176 | The Adelaide Central Region (ACR) demand that can be supplied through SA Power Networks' meshed 66 kV network during a concurrent outage of the East Terrace and City West (ACR) connection points
14 | Hummocks | T395
15 | Kadina East | T457
16 | Kanmantoo | T272
17 | Keith | T140
18 | Kincraig | T292
19 | Leigh Creek South | T440
20 | Mannum | T446
21 | Mobilong | T211
22 | Mount Barker South | H346
23 | Mount Barker | T232
24 | Mt Gambier | T326
25 | Neuroodla | T331
26 | North West Bend | T400
27 | Para | H161
28 | Parafield Gardens West | H453
29 | Munno Para | H488
30 | Penola West | T156
31 | Port Lincoln | T188
32 | Port Pirie | T397
33 | Snuggery Rural | T135 | 14.5177 | 14.5322 | 14.3806 | 14.4384 | 14.4979 | 14.5568 | 14.6211 | 14.7643 | 14.9064 | 14.8306 | Equivalent to 100% of demand at Snuggery Rural
34 | Morphett Vale East | H115
35 | Happy Valley | H209
36 | Magill (South) | H408
37 | City West (South) | H579
38 | Stony Point Distribution | T363
39 | Tailem Bend | H114
40 | Templers | H478
41 | Waterloo | T378
42 | Kilburn | H373
43 | Le Fevre | H510
44 | New Osborne | U547
45 | Torrens Island A | H255
46 | Whyalla Central | T575
47 | Wudinna | T320
48 | Yadnarie | T262
49 | Bungama | H396
50 | Monash | T565

## ForecastMaximumLoadatRisk
| Connection Point | ID | Units | FY2019 | FY2020 | FY2021 | FY2022 | FY2023 | FY2024 | FY2025 | FY2026 | FY2027 | FY2028
Units
Rule | TGCP001 | TGCP001 |  | TGCP013 | TGCP013 | TGCP013 | TGCP013 | TGCP013 | TGCP013 | TGCP013 | TGCP013 | TGCP013 | TGCP013
Description | Name of the transmission connection point | TNSP unique ID for the connection point. | MW or MVA | Maximum load at risk per year for all years constraint is forecast to occur (blank if not applicable). | Maximum load at risk per year for all years constraint is forecast to occur (blank if not applicable). | Maximum load at risk per year for all years constraint is forecast to occur (blank if not applicable). | Maximum load at risk per year for all years constraint is forecast to occur (blank if not applicable). | Maximum load at risk per year for all years constraint is forecast to occur (blank if not applicable). | Maximum load at risk per year for all years constraint is forecast to occur (blank if not applicable). | Maximum load at risk per year for all years constraint is forecast to occur (blank if not applicable). | Maximum load at risk per year for all years constraint is forecast to occur (blank if not applicable). | Maximum load at risk per year for all years constraint is forecast to occur (blank if not applicable). | Maximum load at risk per year for all years constraint is forecast to occur (blank if not applicable).
0 | Angas Creek | T438
1 | Ardrossan West | T282
2 | Baroota | T310
3 | Berri | T399
4 | Blanche | T339
5 | Brinkworth | H220
6 | Clare North | T381
7 | Dalrymple | T507
8 | Davenport West | H426
9 | Dorrien | T525
10 | East Terrace | H366
11 | Northfield | H403
12 | Magill | H408
13 | City West (ACR) | H579
14 | Hummocks | T395
15 | Kadina East | T457
16 | Kanmantoo | T272
17 | Keith | T140
18 | Kincraig | T292
19 | Leigh Creek South | T440 | MVA | 1.1334 | 1.1168 | 1.0921 | 1.0859 | 1.0801 | 1.0743 | 1.069 | 1.0652 | 1.0619 | 1.0588
19 | Leigh Creek South | T440 | MW | 1.1278 | 1.1112 | 1.0867 | 1.0805 | 1.0747 | 1.069 | 1.0636 | 1.0598 | 1.0566 | 1.0535
20 | Mannum | T446
21 | Mobilong | T211
22 | Mount Barker South | H346
23 | Mount Barker | T232
24 | Mt Gambier | T326
25 | Neuroodla | T331
26 | North West Bend | T400
27 | Para | H161
28 | Parafield Gardens West | H453
29 | Munno Para | H488
30 | Penola West | T156
31 | Port Lincoln | T188
32 | Port Pirie | T397
33 | Snuggery Rural | T135
34 | Morphett Vale East | H115
35 | Happy Valley | H209
36 | Magill (South) | H408
37 | City West (South) | H579
38 | Stony Point Distribution | T363
39 | Tailem Bend | H114
40 | Templers | H478
41 | Waterloo | T378
42 | Kilburn | H373
43 | Le Fevre | H510
44 | New Osborne | U547
45 | Torrens Island A | H255
46 | Whyalla Central | T575
47 | Wudinna | T320
48 | Yadnarie | T262
49 | Bungama | H396
50 | Monash | T565

## DailyMaximum
| Connection Point | ID | Forecast year | 00:30h | 1:00h | 1:30h | 2:00h | 2:30h | 3:00h | 3:30h | 4:00h | 4:30h | 5:00h | 5:30h | 6:00h | 6:30h | 7:00h | 7:30h | 8:00h | 8:30h | 9:00h | 9:30h | 10:00h | 10:30h | 11:00h | 11:30h | 12:00h | 12:30h | 13:00h | 13:30h | 14:00h | 14:30h | 15:00h | 15:30h | 16:00h | 16:30h | 17:00h | 17:30h | 18:00h | 18:30h | 19:00h | 19:30h | 20:00h | 20:30h | 21:00h | 21:30h | 22:00h | 22:30h | 23:00h | 23:30h | 00:00h
Units |  |  | Year | MW | MW | MW | MW | MW | MW | MW | MW | MW | MW | MW | MW | MW | MW | MW | MW | MW | MW | MW | MW | MW | MW | MW | MW | MW | MW | MW | MW | MW | MW | MW | MW | MW | MW | MW | MW | MW | MW | MW | MW | MW | MW | MW | MW | MW | MW | MW | MW
Rule | TGCP001 | TGCP001 | TGCP010 | TGCP010 | TGCP010 | TGCP010 | TGCP010 | TGCP010 | TGCP010 | TGCP010 | TGCP010 | TGCP010 | TGCP010 | TGCP010 | TGCP010 | TGCP010 | TGCP010 | TGCP010 | TGCP010 | TGCP010 | TGCP010 | TGCP010 | TGCP010 | TGCP010 | TGCP010 | TGCP010 | TGCP010 | TGCP010 | TGCP010 | TGCP010 | TGCP010 | TGCP010 | TGCP010 | TGCP010 | TGCP010 | TGCP010 | TGCP010 | TGCP010 | TGCP010 | TGCP010 | TGCP010 | TGCP010 | TGCP010 | TGCP010 | TGCP010 | TGCP010 | TGCP010 | TGCP010 | TGCP010 | TGCP010 | TGCP010
Description | Name of the transmission connection point | TNSP unique ID for the connection point. | The demand profile on the maximum demand day of the year. | The demand profile on the maximum demand day of the year. | The demand profile on the maximum demand day of the year. | The demand profile on the maximum demand day of the year. | The demand profile on the maximum demand day of the year. | The demand profile on the maximum demand day of the year. | The demand profile on the maximum demand day of the year. | The demand profile on the maximum demand day of the year. | The demand profile on the maximum demand day of the year. | The demand profile on the maximum demand day of the year. | The demand profile on the maximum demand day of the year. | The demand profile on the maximum demand day of the year. | The demand profile on the maximum demand day of the year. | The demand profile on the maximum demand day of the year. | The demand profile on the maximum demand day of the year. | The demand profile on the maximum demand day of the year. | The demand profile on the maximum demand day of the year. | The demand profile on the maximum demand day of the year. | The demand profile on the maximum demand day of the year. | The demand profile on the maximum demand day of the year. | The demand profile on the maximum demand day of the year. | The demand profile on the maximum demand day of the year. | The demand profile on the maximum demand day of the year. | The demand profile on the maximum demand day of the year. | The demand profile on the maximum demand day of the year. | The demand profile on the maximum demand day of the year. | The demand profile on the maximum demand day of the year. | The demand profile on the maximum demand day of the year. | The demand profile on the maximum demand day of the year. | The demand profile on the maximum demand day of the year. | The demand profile on the maximum demand day of the year. | The demand profile on the maximum demand day of the year. | The demand profile on the maximum demand day of the year. | The demand profile on the maximum demand day of the year. | The demand profile on the maximum demand day of the year. | The demand profile on the maximum demand day of the year. | The demand profile on the maximum demand day of the year. | The demand profile on the maximum demand day of the year. | The demand profile on the maximum demand day of the year. | The demand profile on the maximum demand day of the year. | The demand profile on the maximum demand day of the year. | The demand profile on the maximum demand day of the year. | The demand profile on the maximum demand day of the year. | The demand profile on the maximum demand day of the year. | The demand profile on the maximum demand day of the year. | The demand profile on the maximum demand day of the year. | The demand profile on the maximum demand day of the year. | The demand profile on the maximum demand day of the year. | The demand profile on the maximum demand day of the year.
0 | Angas Creek | T438 | FY2019 | 13.6005 | 12.3448 | 11.3881 | 10.8351 | 10.5041 | 10.4076 | 10.2623 | 10.2187 | 10.2441 | 10.5048 | 10.6688 | 10.8322 | 11.433 | 11.6817 | 11.7982 | 11.1664 | 10.5543 | 10.1909 | 9.8188 | 9.3582 | 9.134 | 9.0546 | 9.0886 | 9.4447 | 9.5623 | 10.0882 | 10.6129 | 10.8374 | 10.9814 | 12.061 | 12.8929 | 13.4504 | 13.9336 | 15.9833 | 17.6265 | 18.3243 | 19.1712 | 19.0302 | 18.727 | 18.4716 | 18.6651 | 18.6825 | 17.952 | 17.3946 | 16.2556 | 15.0197 | 14.2456 | 16.8105
0 | Angas Creek | T438 | FY2020 | 13.6079 | 12.3524 | 11.3956 | 10.8426 | 10.5115 | 10.4151 | 10.2697 | 10.2262 | 10.2515 | 10.5122 | 10.6762 | 10.7289 | 11.3347 | 11.4867 | 11.6067 | 10.8784 | 10.2663 | 9.7029 | 9.3309 | 8.7702 | 8.5461 | 8.3667 | 8.4006 | 8.7567 | 8.8744 | 9.4003 | 9.925 | 10.2494 | 10.3935 | 11.473 | 12.3049 | 12.9624 | 13.4456 | 15.6882 | 17.3129 | 18.2037 | 19.0535 | 19.0155 | 18.7155 | 18.466 | 18.6536 | 18.6651 | 17.9287 | 17.3751 | 16.2458 | 15.0197 | 14.2456 | 16.8105
0 | Angas Creek | T438 | FY2021 | 13.6186 | 12.3633 | 11.4065 | 10.8533 | 10.5223 | 10.4258 | 10.2804 | 10.2369 | 10.2623 | 10.5229 | 10.687 | 10.7241 | 11.3371 | 11.394 | 11.5189 | 10.4956 | 9.8837 | 9.2203 | 8.8482 | 8.1875 | 7.9634 | 7.684 | 7.718 | 8.1741 | 8.2918 | 8.7177 | 9.2423 | 9.4668 | 9.6109 | 10.8903 | 11.7223 | 12.5797 | 13.063 | 15.4953 | 17.0636 | 18.074 | 18.9574 | 19.0536 | 18.7876 | 18.5762 | 18.7257 | 18.6991 | 17.9246 | 17.347 | 16.2318 | 15.0197 | 14.2456 | 16.8105
0 | Angas Creek | T438 | FY2022 | 13.6321 | 12.3746 | 11.4178 | 10.8664 | 10.5353 | 10.4389 | 10.2935 | 10.25 | 10.2753 | 10.536 | 10.7 | 10.7183 | 11.34 | 11.3028 | 11.4338 | 10.2165 | 9.6049 | 8.8415 | 8.4694 | 7.6091 | 7.385 | 7.0052 | 7.0392 | 7.4953 | 7.6129 | 8.0388 | 8.5635 | 8.888 | 9.0321 | 10.312 | 11.1439 | 12.1014 | 12.5846 | 15.2039 | 16.7091 | 18.0378 | 18.9568 | 19.089 | 18.8591 | 18.6883 | 18.7968 | 18.7297 | 17.9143 | 17.3128 | 16.2147 | 15.0197 | 14.2456 | 16.8105
0 | Angas Creek | T438 | FY2023 | 13.6451 | 12.3896 | 11.4328 | 10.8798 | 10.5487 | 10.4522 | 10.3069 | 10.2633 | 10.2887 | 10.5494 | 10.7134 | 10.6123 | 11.243 | 11.1118 | 11.2491 | 9.938 | 9.3266 | 8.3632 | 7.9911 | 6.9304 | 6.7063 | 6.3269 | 6.3609 | 6.9169 | 7.0346 | 7.3605 | 7.8852 | 8.2097 | 8.3537 | 9.7332 | 10.5651 | 11.7226 | 12.2059 | 14.9128 | 16.3543 | 17.9007 | 18.8551 | 19.1232 | 18.9292 | 18.7995 | 18.8672 | 18.7588 | 17.9026 | 17.2778 | 16.1972 | 15.0197 | 14.2456 | 16.8105
0 | Angas Creek | T438 | FY2024 | 13.657 | 12.4008 | 11.4441 | 10.8915 | 10.5605 | 10.464 | 10.3187 | 10.2751 | 10.3005 | 10.5612 | 10.7252 | 10.607 | 11.2456 | 11.0198 | 11.1626 | 9.6569 | 9.0457 | 7.8823 | 7.5102 | 6.3497 | 6.1255 | 5.646 | 5.68 | 6.236 | 6.3537 | 6.6796 | 7.2043 | 7.4288 | 7.5728 | 9.1525 | 9.9844 | 11.2419 | 11.7251 | 14.7206 | 16.1009 | 17.7681 | 18.7587 | 19.1635 | 19.0062 | 18.9175 | 18.9441 | 18.7947 | 17.8974 | 17.2469 | 16.1817 | 15.0197 | 14.2456 | 16.8105
0 | Angas Creek | T438 | FY2025 | 13.6687 | 12.4129 | 11.4562 | 10.9033 | 10.5722 | 10.4758 | 10.3304 | 10.2869 | 10.3122 | 10.5729 | 10.7369 | 10.6018 | 11.2482 | 10.8278 | 10.976 | 9.3757 | 8.7647 | 7.4013 | 7.0292 | 5.7686 | 5.5444 | 4.965 | 4.999 | 5.6551 | 5.7727 | 5.9986 | 6.5233 | 6.8478 | 6.9918 | 8.6714 | 9.5033 | 10.8608 | 11.344 | 14.4284 | 15.7202 | 17.7356 | 18.7899 | 19.2588 | 19.1656 | 19.1455 | 19.1036 | 18.8856 | 17.9198 | 17.2162 | 16.1664 | 15.0197 | 14.2456 | 16.8105
0 | Angas Creek | T438 | FY2026 | 13.6809 | 12.4268 | 11.47 | 10.9158 | 10.5848 | 10.4883 | 10.3429 | 10.2994 | 10.3247 | 10.5854 | 10.7495 | 10.5962 | 11.251 | 10.7362 | 10.8903 | 8.9958 | 8.385 | 6.9216 | 6.5495 | 5.1885 | 4.9644 | 4.2853 | 4.3193 | 5.0754 | 5.193 | 5.3189 | 5.8436 | 6.1681 | 6.3121 | 8.0913 | 8.9232 | 10.4807 | 10.9639 | 14.2366 | 15.4385 | 17.6009 | 18.7187 | 19.3516 | 19.3224 | 19.3713 | 19.2607 | 18.9738 | 17.9393 | 17.1834 | 16.15 | 15.0197 | 14.2456 | 16.8105
0 | Angas Creek | T438 | FY2027 | 13.6932 | 12.4415 | 11.4848 | 10.9287 | 10.5976 | 10.5011 | 10.3558 | 10.3122 | 10.3376 | 10.5983 | 10.7623 | 10.4905 | 11.1539 | 10.5449 | 10.705 | 8.7164 | 8.1058 | 6.4424 | 6.0703 | 4.5089 | 4.2848 | 3.5061 | 3.5401 | 4.3962 | 4.5138 | 4.5397 | 5.0644 | 5.3889 | 5.533 | 7.4116 | 8.2435 | 10.001 | 10.4842 | 13.9451 | 15.0531 | 17.4653 | 18.6498 | 19.3498 | 19.3878 | 19.609 | 19.4265 | 19.0672 | 17.9608 | 17.1498 | 16.1331 | 15.0197 | 14.2456 | 16.8105
0 | Angas Creek | T438 | FY2028 | 13.7042 | 12.4526 | 11.4958 | 10.9397 | 10.6086 | 10.5121 | 10.3668 | 10.3232 | 10.3486 | 10.6093 | 10.7733 | 10.4856 | 11.1564 | 10.4524 | 10.6175 | 8.434 | 7.8236 | 5.9602 | 5.5881 | 3.8267 | 3.6026 | 2.8239 | 2.8579 | 3.714 | 3.8317 | 3.8576 | 4.3822 | 4.7067 | 4.8508 | 6.8294 | 7.6613 | 9.5188 | 10.0021 | 13.6524 | 14.6729 | 17.3348 | 18.5835 | 19.4482 | 19.5508 | 19.8408 | 19.5895 | 19.1615 | 17.9863 | 17.1209 | 16.1187 | 15.0197 | 14.2456 | 16.8105
1 | Ardrossan West | T282 | FY2019 | 6.2494 | 5.4829 | 4.9918 | 4.7557 | 4.4571 | 4.3986 | 4.2673 | 4.1622 | 4.1427 | 4.1704 | 4.2899 | 4.4614 | 4.5123 | 5.1601 | 5.7462 | 5.6239 | 5.9247 | 5.7444 | 5.9091 | 5.7039 | 5.6912 | 6.1029 | 6.445 | 6.6956 | 6.5911 | 6.2962 | 6.5461 | 7.1881 | 7.9302 | 8.1676 | 7.9026 | 8.2874 | 9.1114 | 9.7032 | 10.2774 | 10.3227 | 10.654 | 10.6689 | 10.9527 | 11.0955 | 10.9856 | 10.8748 | 9.9791 | 9.1846 | 8.2584 | 7.5548 | 7.2206 | 9.3391
1 | Ardrossan West | T282 | FY2020 | 6.2538 | 5.4862 | 4.9951 | 4.7599 | 4.4613 | 4.4028 | 4.2715 | 4.1664 | 4.1469 | 4.1746 | 4.2941 | 4.3595 | 4.4132 | 5.0629 | 5.651 | 5.4306 | 5.7315 | 5.4512 | 5.6159 | 5.3109 | 5.2982 | 5.6097 | 5.9518 | 6.2023 | 6.0979 | 5.9029 | 6.1529 | 6.7949 | 7.537 | 7.7746 | 7.5097 | 7.9944 | 8.8557 | 9.5059 | 10.0357 | 10.2364 | 10.5286 | 10.5047 | 10.8242 | 11.0042 | 10.9316 | 10.8583 | 9.9626 | 9.1736 | 8.2529 | 7.5548 | 7.2206 | 9.3391
1 | Ardrossan West | T282 | FY2021 | 6.2599 | 5.4914 | 5.0003 | 4.7658 | 4.4672 | 4.4087 | 4.2774 | 4.1723 | 4.1528 | 4.1805 | 4.3 | 4.3569 | 4.4146 | 4.9669 | 5.5577 | 5.1401 | 5.4411 | 5.0608 | 5.2254 | 4.8207 | 4.808 | 5.1193 | 5.4614 | 5.8119 | 5.7075 | 5.3125 | 5.5625 | 6.3044 | 7.0466 | 7.2844 | 7.0195 | 7.7042 | 8.5827 | 9.3098 | 9.8123 | 10.0857 | 10.3582 | 10.4149 | 10.7494 | 10.9464 | 10.8911 | 10.8351 | 9.9394 | 9.1581 | 8.2452 | 7.5548 | 7.2206 | 9.3391
1 | Ardrossan West | T282 | FY2022 | 6.2674 | 5.4966 | 5.0055 | 4.7728 | 4.4743 | 4.4158 | 4.2844 | 4.1794 | 4.1599 | 4.1875 | 4.307 | 4.3537 | 4.4161 | 4.8717 | 5.4658 | 4.9514 | 5.2525 | 4.7722 | 4.9369 | 4.4325 | 4.4199 | 4.6307 | 4.9728 | 5.3233 | 5.2189 | 4.8239 | 5.0739 | 5.8159 | 6.558 | 6.8963 | 6.6314 | 7.4161 | 8.3085 | 9.1145 | 9.5911 | 10.0384 | 10.2942 | 10.3344 | 10.6801 | 10.8906 | 10.8491 | 10.8074 | 9.9117 | 9.1397 | 8.2359 | 7.5548 | 7.2206 | 9.3391
1 | Ardrossan West | T282 | FY2023 | 6.2744 | 5.5038 | 5.0127 | 4.7799 | 4.4813 | 4.4228 | 4.2915 | 4.1864 | 4.1669 | 4.1946 | 4.3141 | 4.3506 | 4.4177 | 4.7764 | 5.3738 | 4.7627 | 5.0639 | 4.3836 | 4.5483 | 3.9439 | 3.9312 | 4.1421 | 4.4842 | 4.9347 | 4.8303 | 4.3353 | 4.5853 | 5.3273 | 6.0694 | 6.5077 | 6.2427 | 7.1275 | 8.0327 | 8.9192 | 9.3709 | 9.8932 | 10.1333 | 10.258 | 10.6139 | 10.8373 | 10.8087 | 10.7798 | 9.8841 | 9.1213 | 8.2267 | 7.5548 | 7.2206 | 9.3391
1 | Ardrossan West | T282 | FY2024 | 6.2806 | 5.5087 | 5.0176 | 4.7859 | 4.4873 | 4.4288 | 4.2975 | 4.1924 | 4.1729 | 4.2006 | 4.3201 | 4.3479 | 4.419 | 4.6805 | 5.2806 | 4.4723 | 4.7736 | 4.0933 | 4.258 | 3.5539 | 3.5412 | 3.6518 | 3.9939 | 4.4445 | 4.34 | 3.8451 | 4.095 | 4.837 | 5.5791 | 6.1177 | 5.8527 | 6.7375 | 7.6554 | 8.8231 | 9.252 | 9.8513 | 10.0762 | 10.186 | 10.5524 | 10.7882 | 10.7722 | 10.7562 | 9.8606 | 9.1056 | 8.2189 | 7.5548 | 7.2206 | 9.3391
1 | Ardrossan West | T282 | FY2025 | 6.2862 | 5.5125 | 5.0214 | 4.791 | 4.4925 | 4.434 | 4.3027 | 4.1976 | 4.1781 | 4.2057 | 4.3252 | 4.2456 | 4.3202 | 4.584 | 5.1866 | 4.2806 | 4.582 | 3.7017 | 3.8664 | 3.0626 | 3.05 | 3.1602 | 3.5023 | 4.0529 | 3.9484 | 3.4535 | 3.7034 | 4.3454 | 5.0875 | 5.7265 | 5.4615 | 6.4463 | 7.4028 | 8.6265 | 9.008 | 9.6598 | 9.844 | 10.0132 | 10.4163 | 10.6903 | 10.713 | 10.7359 | 9.8402 | 9.092 | 8.2121 | 7.5548 | 7.2206 | 9.3391
1 | Ardrossan West | T282 | FY2026 | 6.2917 | 5.5172 | 5.0261 | 4.7964 | 4.4979 | 4.4394 | 4.308 | 4.203 | 4.1835 | 4.2111 | 4.3306 | 4.2432 | 4.3214 | 4.4876 | 5.0927 | 4.0892 | 4.3907 | 3.4104 | 3.5751 | 2.6715 | 2.6589 | 2.6689 | 3.0111 | 3.5616 | 3.4571 | 2.9622 | 3.2121 | 3.8541 | 4.5963 | 5.3354 | 5.0705 | 6.1552 | 7.1433 | 8.4301 | 8.7708 | 9.5816 | 9.732 | 9.8676 | 10.3003 | 10.6058 | 10.66 | 10.7147 | 9.819 | 9.0779 | 8.2051 | 7.5548 | 7.2206 | 9.3391
1 | Ardrossan West | T282 | FY2027 | 6.297 | 5.5217 | 5.0306 | 4.8016 | 4.503 | 4.4445 | 4.3132 | 4.2081 | 4.1886 | 4.2163 | 4.3358 | 4.2409 | 4.3226 | 4.3911 | 4.9986 | 3.7974 | 4.099 | 3.0187 | 3.1834 | 2.18 | 2.1673 | 2.0772 | 2.4194 | 3.0699 | 2.9654 | 2.3705 | 2.6204 | 3.3624 | 4.1046 | 4.8439 | 4.5789 | 5.8637 | 6.8876 | 8.2335 | 8.5296 | 9.3957 | 9.5081 | 9.7059 | 10.1725 | 10.5138 | 10.6039 | 10.6946 | 9.7989 | 9.0645 | 8.1983 | 7.5548 | 7.2206 | 9.3391
1 | Ardrossan West | T282 | FY2028 | 6.3013 | 5.5242 | 5.0331 | 4.8055 | 4.507 | 4.4484 | 4.3171 | 4.2121 | 4.1926 | 4.2202 | 4.3397 | 4.2391 | 4.3234 | 4.2938 | 4.9031 | 3.6038 | 3.9054 | 2.7252 | 2.8898 | 1.7868 | 1.7741 | 1.5837 | 1.9258 | 2.6763 | 2.5719 | 1.8769 | 2.1269 | 2.8688 | 3.611 | 4.4507 | 4.1858 | 5.5705 | 6.6294 | 8.0361 | 8.2906 | 9.3149 | 9.3908 | 9.5523 | 10.0523 | 10.4281 | 10.5531 | 10.679 | 9.7833 | 9.0541 | 8.1931 | 7.5548 | 7.2206 | 9.3391
2 | Baroota | T310 | FY2019 | 5.7601 | 5.3 | 5.0246 | 4.8052 | 4.6671 | 4.5848 | 4.5143 | 4.4184 | 4.3591 | 4.3636 | 4.428 | 4.4262 | 4.5454 | 4.5494 | 4.62 | 4.4425 | 4.3182 | 4.1088 | 3.9282 | 3.6993 | 3.609 | 3.6907 | 3.7053 | 3.7651 | 3.8181 | 3.9678 | 4.0423 | 4.1917 | 4.58 | 4.8633 | 5.2876 | 5.8461 | 6.3644 | 6.7527 | 7.4523 | 7.3903 | 7.7798 | 8.2314 | 8.3587 | 8.2809 | 8.1894 | 8.0048 | 7.7366 | 7.3461 | 6.7855 | 6.3346 | 6.1128 | 7.0387
2 | Baroota | T310 | FY2020 | 5.7635 | 5.303 | 5.0276 | 4.8084 | 4.6704 | 4.5881 | 4.5176 | 4.4217 | 4.3623 | 4.3668 | 4.4313 | 4.4247 | 4.5461 | 4.5516 | 4.6237 | 4.2477 | 4.1235 | 3.9141 | 3.7336 | 3.4047 | 3.3144 | 3.296 | 3.3106 | 3.4705 | 3.5234 | 3.6731 | 3.7476 | 3.897 | 4.2853 | 4.5687 | 4.993 | 5.6515 | 6.1698 | 6.6549 | 7.3641 | 7.3812 | 7.7541 | 8.1892 | 8.3 | 8.2068 | 8.1306 | 7.9614 | 7.7084 | 7.3375 | 6.7812 | 6.3346 | 6.1128 | 7.0387
2 | Baroota | T310 | FY2021 | 5.7683 | 5.3076 | 5.0322 | 4.8132 | 4.6751 | 4.5928 | 4.5223 | 4.4264 | 4.3671 | 4.3716 | 4.436 | 4.4226 | 4.5472 | 4.4548 | 4.5291 | 4.1553 | 4.0311 | 3.6217 | 3.4412 | 3.1124 | 3.0221 | 3.0037 | 3.0183 | 3.2781 | 3.3311 | 3.3808 | 3.4553 | 3.6046 | 3.993 | 4.3764 | 4.8007 | 5.4592 | 5.9775 | 6.458 | 7.1511 | 7.3681 | 7.7472 | 8.1887 | 8.3059 | 8.2208 | 8.1364 | 7.9591 | 7.698 | 7.3251 | 6.775 | 6.3346 | 6.1128 | 7.0387
2 | Baroota | T310 | FY2022 | 5.7742 | 5.3123 | 5.0369 | 4.8189 | 4.6808 | 4.5985 | 4.528 | 4.4321 | 4.3728 | 4.3773 | 4.4417 | 4.42 | 4.5485 | 4.3587 | 4.4357 | 3.9645 | 3.8404 | 3.431 | 3.2505 | 2.9219 | 2.8316 | 2.7129 | 2.7275 | 2.9874 | 3.0403 | 2.99 | 3.0645 | 3.3139 | 3.7022 | 4.0859 | 4.5102 | 5.2688 | 5.787 | 6.3618 | 7.0357 | 7.2523 | 7.6384 | 8.1871 | 8.3115 | 8.2356 | 8.1419 | 7.9554 | 7.6849 | 7.3101 | 6.7675 | 6.3346 | 6.1128 | 7.0387
2 | Baroota | T310 | FY2023 | 5.7799 | 5.3186 | 5.0432 | 4.8247 | 4.6866 | 4.6043 | 4.5338 | 4.4379 | 4.3786 | 4.3831 | 4.4475 | 4.4174 | 4.5498 | 4.3626 | 4.4423 | 3.8738 | 3.7498 | 3.2404 | 3.0599 | 2.6312 | 2.5409 | 2.4223 | 2.4369 | 2.6968 | 2.7497 | 2.6994 | 2.7739 | 3.0233 | 3.4116 | 3.7952 | 4.2195 | 5.078 | 5.5963 | 6.2657 | 6.9204 | 7.2362 | 7.6293 | 8.185 | 8.3166 | 8.2501 | 8.147 | 7.9512 | 7.6714 | 7.2949 | 6.7599 | 6.3346 | 6.1128 | 7.0387
2 | Baroota | T310 | FY2024 | 5.7851 | 5.3233 | 5.0479 | 4.8298 | 4.6917 | 4.6094 | 4.5389 | 4.443 | 4.3837 | 4.3882 | 4.4526 | 4.4152 | 4.5509 | 4.266 | 4.3481 | 3.6819 | 3.558 | 3.0486 | 2.8681 | 2.3395 | 2.2492 | 2.0305 | 2.0451 | 2.405 | 2.4579 | 2.4076 | 2.4821 | 2.7315 | 3.1198 | 3.5035 | 3.9278 | 4.8863 | 5.4046 | 6.169 | 6.8058 | 7.2221 | 7.6225 | 8.1858 | 8.3248 | 8.2676 | 8.1551 | 7.95 | 7.6609 | 7.2817 | 6.7533 | 6.3346 | 6.1128 | 7.0387
2 | Baroota | T310 | FY2025 | 5.7901 | 5.3283 | 5.0529 | 4.8347 | 4.6967 | 4.6144 | 4.5439 | 4.448 | 4.3886 | 4.3931 | 4.4576 | 4.4129 | 4.552 | 4.1694 | 4.2538 | 3.5899 | 3.4661 | 2.8567 | 2.6762 | 2.0476 | 1.9573 | 1.7386 | 1.7532 | 2.1131 | 2.166 | 2.1157 | 2.1902 | 2.4396 | 2.8279 | 3.3116 | 3.7359 | 4.6944 | 5.2127 | 6.0723 | 6.6793 | 7.1083 | 7.5278 | 8.2105 | 8.3689 | 8.3329 | 8.1992 | 7.9729 | 7.6625 | 7.2686 | 6.7468 | 6.3346 | 6.1128 | 7.0387
2 | Baroota | T310 | FY2026 | 5.7953 | 5.3339 | 5.0585 | 4.8401 | 4.702 | 4.6197 | 4.5492 | 4.4533 | 4.394 | 4.3985 | 4.4629 | 4.4106 | 4.5532 | 4.173 | 4.2598 | 3.3984 | 3.2747 | 2.5653 | 2.3848 | 1.7561 | 1.6658 | 1.4472 | 1.4618 | 1.8217 | 1.8746 | 1.8243 | 1.8988 | 2.1482 | 2.5365 | 3.0201 | 3.4444 | 4.5029 | 5.0212 | 5.9758 | 6.5527 | 7.0936 | 7.5321 | 8.2339 | 8.4115 | 8.3968 | 8.242 | 7.9944 | 7.6628 | 7.2547 | 6.7398 | 6.3346 | 6.1128 | 7.0387
2 | Baroota | T310 | FY2027 | 5.8005 | 5.34 | 5.0646 | 4.8454 | 4.7074 | 4.6251 | 4.5546 | 4.4587 | 4.3993 | 4.4038 | 4.4683 | 4.3082 | 4.4544 | 4.0766 | 4.166 | 3.3071 | 3.1834 | 2.374 | 2.1935 | 1.4647 | 1.3744 | 1.156 | 1.1706 | 1.5304 | 1.5834 | 1.4331 | 1.5076 | 1.7569 | 2.1453 | 2.7287 | 3.1529 | 4.2115 | 4.7298 | 5.7794 | 6.3246 | 7.0787 | 7.5374 | 8.2596 | 8.4575 | 8.4653 | 8.2881 | 8.018 | 7.664 | 7.2406 | 6.7328 | 6.3346 | 6.1128 | 7.0387
2 | Baroota | T310 | FY2028 | 5.8051 | 5.3444 | 5.069 | 4.85 | 4.7119 | 4.6296 | 4.5591 | 4.4632 | 4.4039 | 4.4084 | 4.4729 | 4.3061 | 4.4554 | 3.9797 | 4.0712 | 3.1144 | 2.9908 | 2.1814 | 2.0009 | 1.1721 | 1.0818 | 0.76336 | 0.77797 | 1.2378 | 1.2908 | 1.1405 | 1.215 | 1.4643 | 1.8527 | 2.4361 | 2.8604 | 4.0189 | 4.5372 | 5.6824 | 6.1988 | 6.966 | 7.4439 | 8.2854 | 8.5027 | 8.5315 | 8.3333 | 8.0421 | 7.6671 | 7.2286 | 6.7268 | 6.3346 | 6.1128 | 7.0387
3 | Berri | T399 | FY2019 | 72.8169 | 72.2538 | 69.7633 | 67.9715 | 66.3083 | 66.134 | 65.5006 | 65.6917 | 64.7208 | 64.718 | 66.2915 | 68.1583 | 69.3157 | 68.8472 | 67.9455 | 66.4638 | 65.1347 | 63.5005 | 62.3914 | 61.2558 | 60.845 | 59.482 | 58.1411 | 58.7206 | 60.0376 | 59.8855 | 64.4614 | 64.8057 | 66.3017 | 67.7279 | 68.7282 | 70.6388 | 72.6116 | 76.7973 | 80.7136 | 84.5159 | 86.396 | 89.836 | 89.2793 | 88.9646 | 86.4936 | 87.862 | 84.993 | 82.9496 | 78.9761 | 77.6972 | 75.7385 | 80.4125
3 | Berri | T399 | FY2020 | 72.8525 | 72.2943 | 69.8039 | 68.0081 | 66.3449 | 66.1705 | 65.5372 | 65.7282 | 64.7573 | 64.7546 | 66.3281 | 68.042 | 69.2239 | 68.572 | 67.6873 | 65.8225 | 64.494 | 62.4598 | 61.3507 | 60.1141 | 59.7033 | 58.1413 | 56.8004 | 56.9799 | 58.2969 | 58.0447 | 62.6207 | 62.9649 | 64.461 | 66.1861 | 67.1864 | 69.497 | 71.2997 | 76.1215 | 80.1455 | 84.5546 | 86.5897 | 90.386 | 89.6457 | 89.1618 | 86.5208 | 87.7183 | 84.8493 | 82.8538 | 78.9283 | 77.6972 | 75.7385 | 80.4125
3 | Berri | T399 | FY2021 | 72.905 | 72.3436 | 69.8532 | 68.0599 | 66.3967 | 66.2223 | 65.589 | 65.7801 | 64.8091 | 64.8064 | 66.3799 | 67.9188 | 69.1354 | 68.307 | 67.4464 | 65.1055 | 63.7779 | 61.4437 | 60.3346 | 58.9986 | 58.5878 | 56.7252 | 55.3843 | 55.1638 | 56.4808 | 56.0287 | 60.6046 | 61.1489 | 62.6449 | 64.6707 | 65.671 | 68.2816 | 70.0466 | 75.3558 | 79.3293 | 84.2866 | 86.3381 | 90.3529 | 89.5555 | 89.0333 | 86.3545 | 87.5148 | 84.6459 | 82.7182 | 78.8604 | 77.6972 | 75.7385 | 80.4125
3 | Berri | T399 | FY2022 | 72.9703 | 72.3946 | 69.9042 | 68.1224 | 66.4592 | 66.2849 | 65.6515 | 65.8426 | 64.8717 | 64.8689 | 66.4424 | 67.891 | 69.1494 | 67.9493 | 67.1178 | 64.5057 | 63.1792 | 60.445 | 59.3359 | 58.0028 | 57.592 | 55.4265 | 54.0856 | 53.3651 | 54.6821 | 54.1299 | 58.7059 | 59.4501 | 60.9462 | 63.0752 | 64.0755 | 67.1861 | 68.8914 | 74.6972 | 78.6239 | 84.0329 | 86.1184 | 90.3695 | 89.4891 | 88.9046 | 86.1662 | 87.2693 | 84.4004 | 82.5545 | 78.7786 | 77.6972 | 75.7385 | 80.4125
3 | Berri | T399 | FY2023 | 73.0325 | 72.463 | 69.9726 | 68.1858 | 66.5226 | 66.3483 | 65.7149 | 65.906 | 64.9351 | 64.9323 | 66.5058 | 67.7627 | 69.0636 | 67.6922 | 66.8902 | 63.8074 | 62.4819 | 59.4477 | 58.3386 | 56.9043 | 56.4934 | 54.1292 | 52.7883 | 51.5678 | 52.8848 | 52.2327 | 56.8086 | 57.5529 | 59.0489 | 61.5765 | 62.5768 | 65.9874 | 67.627 | 74.0391 | 77.9236 | 83.7888 | 85.9139 | 90.4071 | 89.4373 | 88.7882 | 85.984 | 87.0204 | 84.1514 | 82.3885 | 78.6956 | 77.6972 | 75.7385 | 80.4125
3 | Berri | T399 | FY2024 | 73.0889 | 72.5128 | 70.0224 | 68.2409 | 66.5777 | 66.4034 | 65.77 | 65.9611 | 64.9902 | 64.9875 | 66.5609 | 67.6381 | 68.9759 | 67.4295 | 66.6531 | 63.0957 | 61.7712 | 58.437 | 57.3279 | 55.7949 | 55.3841 | 52.7185 | 51.3776 | 49.7571 | 51.0741 | 50.3219 | 54.8979 | 55.7421 | 57.2382 | 59.9673 | 60.9676 | 64.8782 | 66.4495 | 73.2755 | 77.1345 | 83.5726 | 85.7433 | 90.4841 | 89.4255 | 88.7071 | 85.8347 | 86.8039 | 83.9349 | 82.2442 | 78.6235 | 77.6972 | 75.7385 | 80.4125
3 | Berri | T399 | FY2025 | 73.1416 | 72.5596 | 70.0692 | 68.2924 | 66.6292 | 66.4549 | 65.8215 | 66.0126 | 65.0417 | 65.039 | 66.6124 | 67.6151 | 68.9874 | 67.0643 | 66.312 | 62.4783 | 61.1547 | 57.5204 | 56.4113 | 54.7795 | 54.3687 | 51.502 | 50.161 | 48.1406 | 49.4575 | 48.5054 | 53.0813 | 54.1256 | 55.6216 | 58.552 | 59.5523 | 63.7629 | 65.3182 | 72.6096 | 76.3969 | 83.2621 | 85.4276 | 90.3652 | 89.2714 | 88.5358 | 85.6474 | 86.6017 | 83.7327 | 82.1094 | 78.5561 | 77.6972 | 75.7385 | 80.4125
3 | Berri | T399 | FY2026 | 73.1959 | 72.6145 | 70.1241 | 68.3469 | 66.6836 | 66.5093 | 65.8759 | 66.067 | 65.0961 | 65.0934 | 66.6668 | 67.4908 | 68.8996 | 66.8011 | 66.0741 | 61.7656 | 60.4429 | 56.5086 | 55.3995 | 53.7676 | 53.3568 | 50.1902 | 48.8492 | 46.3287 | 47.6457 | 46.5936 | 51.1695 | 52.3138 | 53.8098 | 57.0401 | 58.0404 | 62.651 | 64.1566 | 71.9456 | 75.6899 | 83.0108 | 85.2036 | 90.3707 | 89.2068 | 88.4216 | 85.4834 | 86.3879 | 83.5189 | 81.9669 | 78.4848 | 77.6972 | 75.7385 | 80.4125
3 | Berri | T399 | FY2027 | 73.2497 | 72.6715 | 70.1811 | 68.4013 | 66.738 | 66.5637 | 65.9303 | 66.1214 | 65.1505 | 65.1478 | 66.7213 | 67.4665 | 68.9118 | 66.4379 | 65.7363 | 61.0528 | 59.731 | 55.3968 | 54.2877 | 52.5551 | 52.1443 | 48.6783 | 47.3374 | 44.3169 | 45.6339 | 44.3817 | 48.9577 | 50.3019 | 51.798 | 55.2275 | 56.2278 | 61.3385 | 62.7689 | 71.1816 | 74.9084 | 82.8104 | 85.056 | 90.3779 | 89.1185 | 88.3588 | 85.3454 | 86.1742 | 83.3052 | 81.8244 | 78.4136 | 77.6972 | 75.7385 | 80.4125
3 | Berri | T399 | FY2028 | 73.2959 | 72.7108 | 70.2204 | 68.4461 | 66.7829 | 66.6086 | 65.9752 | 66.1663 | 65.1954 | 65.1927 | 66.7661 | 67.3465 | 68.8218 | 66.1683 | 65.4875 | 60.3247 | 59.0037 | 54.3695 | 53.2604 | 51.4291 | 51.0183 | 47.251 | 45.9101 | 42.4896 | 43.8065 | 42.4544 | 47.0304 | 48.4746 | 49.9707 | 53.7017 | 54.7021 | 60.1127 | 61.5016 | 70.5113 | 74.2031 | 82.569 | 84.8376 | 90.3842 | 89.0666 | 88.2642 | 85.2095 | 85.998 | 83.129 | 81.7069 | 78.3548 | 77.6972 | 75.7385 | 80.4125
4 | Blanche | T339 | FY2019 | 25.1442 | 25.4372 | 24.2743 | 23.1201 | 22.0673 | 20.5438 | 20.083 | 19.8856 | 19.6369 | 19.8151 | 20.0627 | 20.246 | 21.8075 | 23.8423 | 26.4649 | 29.5078 | 30.7263 | 31.3473 | 31.2738 | 29.4884 | 28.0357 | 27.0493 | 26.1789 | 27.1282 | 26.8487 | 25.5884 | 25.3905 | 25.0799 | 25.1109 | 26.1226 | 27.2549 | 27.3217 | 28.6569 | 30.9547 | 33.6754 | 35.322 | 36.2657 | 34.8339 | 33.2021 | 31.4534 | 29.694 | 28.7884 | 27.8883 | 26.4159 | 26.042 | 24.7147 | 23.8496 | 27.08
4 | Blanche | T339 | FY2020 | 25.1588 | 25.4514 | 24.2885 | 23.1346 | 22.0818 | 20.5583 | 20.0975 | 19.9001 | 19.6514 | 19.8297 | 20.0772 | 20.2395 | 21.8107 | 23.8521 | 26.4815 | 29.4312 | 30.6498 | 31.1709 | 31.0973 | 29.3121 | 27.8594 | 26.7728 | 25.9025 | 26.8518 | 26.5722 | 25.312 | 25.1141 | 24.9035 | 24.9345 | 25.9462 | 27.0786 | 27.2629 | 28.5806 | 30.9468 | 33.6252 | 35.2292 | 36.1494 | 34.7297 | 33.11 | 31.3787 | 29.6368 | 28.7312 | 27.8312 | 26.3778 | 26.023 | 24.7147 | 23.8496 | 27.08
4 | Blanche | T339 | FY2021 | 25.1798 | 25.4712 | 24.3084 | 23.1554 | 22.1026 | 20.5791 | 20.1182 | 19.9208 | 19.6722 | 19.8504 | 20.0979 | 20.2303 | 21.8153 | 23.8661 | 26.5052 | 29.3644 | 30.5834 | 31.0045 | 30.9309 | 29.0459 | 27.5932 | 26.5064 | 25.6361 | 26.5854 | 26.3058 | 25.1456 | 24.9477 | 24.6371 | 24.6681 | 25.7801 | 26.9124 | 27.179 | 28.5145 | 30.9783 | 33.6391 | 35.2249 | 36.1544 | 34.7092 | 33.064 | 31.3148 | 29.5551 | 28.6498 | 27.7497 | 26.3235 | 25.9959 | 24.7147 | 23.8496 | 27.08
4 | Blanche | T339 | FY2022 | 25.2059 | 25.4917 | 24.3288 | 23.1804 | 22.1276 | 20.6041 | 20.1433 | 19.9459 | 19.6972 | 19.8755 | 20.123 | 20.2191 | 21.8209 | 23.8831 | 26.5338 | 29.4045 | 30.624 | 30.845 | 30.7715 | 28.7876 | 27.3349 | 26.247 | 25.3766 | 26.3259 | 26.0464 | 24.8861 | 24.6883 | 24.4777 | 24.5086 | 25.6219 | 26.7543 | 27.0971 | 28.4563 | 31.0186 | 33.6605 | 35.2268 | 36.1697 | 34.6915 | 33.0132 | 31.2392 | 29.4558 | 28.5515 | 27.6514 | 26.258 | 25.9631 | 24.7147 | 23.8496 | 27.08
4 | Blanche | T339 | FY2023 | 25.2308 | 25.5191 | 24.3562 | 23.2058 | 22.153 | 20.6295 | 20.1686 | 19.9713 | 19.7226 | 19.9008 | 20.1484 | 20.2078 | 21.8266 | 23.9002 | 26.5628 | 29.3452 | 30.5651 | 30.6862 | 30.6126 | 28.5282 | 27.0755 | 25.9881 | 25.1178 | 26.067 | 25.7875 | 24.6272 | 24.4294 | 24.3188 | 24.3498 | 25.4625 | 26.5948 | 27.0131 | 28.3968 | 31.0599 | 33.6832 | 35.2302 | 36.1872 | 34.6749 | 32.9626 | 31.1645 | 29.3566 | 28.4518 | 27.5518 | 26.1915 | 25.9299 | 24.7147 | 23.8496 | 27.08
4 | Blanche | T339 | FY2024 | 25.2534 | 25.539 | 24.3762 | 23.2278 | 22.175 | 20.6515 | 20.1907 | 19.9933 | 19.7446 | 19.9229 | 20.1704 | 20.1979 | 21.8315 | 23.9152 | 26.588 | 29.2806 | 30.5009 | 30.5219 | 30.4483 | 28.2645 | 26.8118 | 25.7238 | 24.8535 | 25.8028 | 25.5232 | 24.463 | 24.2651 | 24.1545 | 24.1855 | 25.2988 | 26.4312 | 26.9242 | 28.3332 | 31.0997 | 33.7107 | 35.2449 | 36.218 | 34.6723 | 32.9265 | 31.1027 | 29.2695 | 28.3652 | 27.4651 | 26.1338 | 25.901 | 24.7147 | 23.8496 | 27.08
4 | Blanche | T339 | FY2025 | 25.2749 | 25.5592 | 24.3963 | 23.249 | 22.1962 | 20.6727 | 20.2119 | 20.0145 | 19.7658 | 19.9441 | 20.1916 | 20.1885 | 21.8363 | 23.9295 | 26.6122 | 29.2146 | 30.4352 | 30.3562 | 30.2827 | 28.0991 | 26.6464 | 25.5582 | 24.6878 | 25.5371 | 25.2576 | 24.1973 | 23.9995 | 23.9889 | 24.0198 | 25.1334 | 26.2658 | 26.816 | 28.2678 | 31.1565 | 33.7741 | 35.3144 | 36.3217 | 34.7252 | 32.9288 | 31.062 | 29.186 | 28.282 | 27.3819 | 26.0783 | 25.8732 | 24.7147 | 23.8496 | 27.08
4 | Blanche | T339 | FY2026 | 25.2971 | 25.5824 | 24.4195 | 23.2714 | 22.2186 | 20.6951 | 20.2343 | 20.0369 | 19.7882 | 19.9665 | 20.214 | 20.1785 | 21.8413 | 23.9446 | 26.6378 | 29.1505 | 30.3715 | 30.1925 | 30.119 | 27.8352 | 26.3825 | 25.2945 | 24.4241 | 25.2734 | 24.9939 | 23.9336 | 23.7358 | 23.7252 | 23.7561 | 24.9695 | 26.1019 | 26.7037 | 28.2039 | 31.2198 | 33.8477 | 35.3977 | 36.4441 | 34.7908 | 32.9376 | 31.0226 | 29.0982 | 28.1939 | 27.2939 | 26.0196 | 25.8439 | 24.7147 | 23.8496 | 27.08
4 | Blanche | T339 | FY2027 | 25.3192 | 25.6068 | 24.4439 | 23.294 | 22.2412 | 20.7177 | 20.2569 | 20.0595 | 19.8108 | 19.9891 | 20.2366 | 20.1684 | 21.8463 | 23.9599 | 26.6636 | 29.0867 | 30.3081 | 30.0292 | 29.9556 | 27.5714 | 26.1187 | 25.0311 | 24.1608 | 25.01 | 24.7305 | 23.6702 | 23.4724 | 23.5618 | 23.5928 | 24.8056 | 25.938 | 26.5888 | 28.14 | 31.2857 | 33.926 | 35.488 | 36.576 | 34.8634 | 32.9508 | 30.9852 | 29.0099 | 28.1052 | 27.2052 | 25.9605 | 25.8143 | 24.7147 | 23.8496 | 27.08
4 | Blanche | T339 | FY2028 | 25.3385 | 25.624 | 24.4612 | 23.3129 | 22.2601 | 20.7366 | 20.2757 | 20.0784 | 19.8297 | 20.0079 | 20.2555 | 20.16 | 21.8506 | 23.9727 | 26.6851 | 29.0169 | 30.2386 | 29.8597 | 29.7861 | 27.3023 | 25.8496 | 24.7616 | 23.8913 | 24.7405 | 24.461 | 23.5007 | 23.3029 | 23.3923 | 23.4233 | 24.6366 | 25.7689 | 26.473 | 28.0709 | 31.2449 | 33.9 | 35.5761 | 36.7032 | 34.9368 | 32.9704 | 30.9576 | 28.9355 | 28.0312 | 27.1312 | 25.9111 | 25.7897 | 24.7147 | 23.8496 | 27.08
5 | Brinkworth | H220 | FY2019 | 3.2449 | 2.9906 | 2.9083 | 2.8097 | 2.6678 | 2.4975 | 2.5363 | 2.5148 | 2.4721 | 2.4124 | 2.5081 | 2.5701 | 2.676 | 2.7898 | 2.9013 | 2.9831 | 3.0907 | 2.9968 | 3.0157 | 2.6997 | 2.7631 | 2.8565 | 3.0087 | 3.1391 | 3.0742 | 2.8806 | 3.0601 | 3.3015 | 3.303 | 3.3945 | 3.6249 | 3.6241 | 3.8097 | 3.9862 | 4.3005 | 4.548 | 4.6796 | 4.6731 | 4.7194 | 4.6849 | 4.6787 | 4.6463 | 4.4701 | 4.2991 | 3.9042 | 3.8251 | 3.6851 | 4.3477
5 | Brinkworth | H220 | FY2020 | 3.2468 | 2.9918 | 2.9095 | 2.8115 | 2.6696 | 2.4993 | 2.5381 | 2.5166 | 2.4739 | 2.4142 | 2.5099 | 2.5693 | 2.6764 | 2.7911 | 2.9033 | 2.986 | 3.0937 | 2.8998 | 2.9187 | 2.6028 | 2.6662 | 2.7594 | 2.9116 | 3.0421 | 2.9772 | 2.7836 | 2.963 | 3.1045 | 3.1059 | 3.2976 | 3.528 | 3.5272 | 3.7128 | 3.9874 | 4.3247 | 4.543 | 4.6478 | 4.6144 | 4.6339 | 4.5732 | 4.5931 | 4.587 | 4.4368 | 4.2944 | 3.9019 | 3.8251 | 3.6851 | 4.3477
5 | Brinkworth | H220 | FY2021 | 3.2495 | 2.9941 | 2.9119 | 2.8141 | 2.6722 | 2.5019 | 2.5407 | 2.5192 | 2.4765 | 2.4168 | 2.5125 | 2.5682 | 2.6769 | 2.7928 | 2.9063 | 2.8902 | 2.9979 | 2.804 | 2.8229 | 2.5071 | 2.5704 | 2.5636 | 2.7158 | 2.8463 | 2.7814 | 2.5878 | 2.7672 | 3.0087 | 3.0101 | 3.2019 | 3.4323 | 3.4314 | 3.6171 | 3.8892 | 4.2257 | 4.5358 | 4.6358 | 4.5977 | 4.6124 | 4.5479 | 4.5716 | 4.5692 | 4.4229 | 4.2876 | 3.8985 | 3.8251 | 3.6851 | 4.3477
5 | Brinkworth | H220 | FY2022 | 3.2528 | 2.9965 | 2.9142 | 2.8172 | 2.6753 | 2.505 | 2.5438 | 2.5223 | 2.4796 | 2.4199 | 2.5156 | 2.5668 | 2.6776 | 2.6949 | 2.8098 | 2.7951 | 2.9029 | 2.709 | 2.7279 | 2.3123 | 2.3756 | 2.3686 | 2.5208 | 2.7513 | 2.6864 | 2.4928 | 2.6722 | 2.8137 | 2.8151 | 3.0071 | 3.2375 | 3.3366 | 3.5223 | 3.7912 | 4.1255 | 4.5272 | 4.6229 | 4.5808 | 4.5914 | 4.5238 | 4.5504 | 4.5512 | 4.4078 | 4.2795 | 3.8944 | 3.8251 | 3.6851 | 4.3477
5 | Brinkworth | H220 | FY2023 | 3.2558 | 2.9997 | 2.9174 | 2.8203 | 2.6784 | 2.5081 | 2.5469 | 2.5254 | 2.4827 | 2.423 | 2.5187 | 2.5654 | 2.6783 | 2.697 | 2.8134 | 2.8001 | 2.9079 | 2.614 | 2.6329 | 2.2173 | 2.2806 | 2.2736 | 2.4258 | 2.5563 | 2.4914 | 2.2978 | 2.4773 | 2.6187 | 2.6201 | 2.9121 | 3.1425 | 3.2416 | 3.4273 | 3.7932 | 4.1269 | 4.5187 | 4.6084 | 4.5604 | 4.5652 | 4.4929 | 4.5242 | 4.5297 | 4.391 | 4.2714 | 3.8904 | 3.8251 | 3.6851 | 4.3477
5 | Brinkworth | H220 | FY2024 | 3.2585 | 3.0016 | 2.9194 | 2.8228 | 2.6809 | 2.5106 | 2.5494 | 2.528 | 2.4853 | 2.4255 | 2.5212 | 2.5643 | 2.6789 | 2.6987 | 2.8163 | 2.7042 | 2.812 | 2.5181 | 2.537 | 2.0215 | 2.0849 | 2.0778 | 2.23 | 2.4605 | 2.3956 | 2.1019 | 2.2814 | 2.5228 | 2.5243 | 2.8164 | 3.0468 | 3.1459 | 3.3316 | 3.6949 | 4.0348 | 4.4116 | 4.4898 | 4.5302 | 4.5235 | 4.4405 | 4.4824 | 4.4985 | 4.3704 | 4.2647 | 3.887 | 3.8251 | 3.6851 | 4.3477
5 | Brinkworth | H220 | FY2025 | 3.2609 | 3.0032 | 2.921 | 2.825 | 2.6831 | 2.5128 | 2.5517 | 2.5302 | 2.4875 | 2.4278 | 2.5235 | 2.5633 | 2.6794 | 2.6002 | 2.7188 | 2.6078 | 2.7157 | 2.4217 | 2.4407 | 1.9253 | 1.9887 | 1.9814 | 2.1336 | 2.3641 | 2.2992 | 2.0056 | 2.185 | 2.3264 | 2.3279 | 2.6202 | 2.8506 | 3.0497 | 3.2354 | 3.6964 | 4.0508 | 4.4054 | 4.4644 | 4.4858 | 4.46 | 4.3586 | 4.4187 | 4.4532 | 4.3434 | 4.2589 | 3.8841 | 3.8251 | 3.6851 | 4.3477
5 | Brinkworth | H220 | FY2026 | 3.2633 | 3.0051 | 2.9229 | 2.8273 | 2.6854 | 2.5151 | 2.554 | 2.5325 | 2.4898 | 2.4301 | 2.5258 | 2.5623 | 2.6799 | 2.6018 | 2.7215 | 2.6114 | 2.7194 | 2.3255 | 2.3444 | 1.8292 | 1.8925 | 1.7851 | 1.9373 | 2.1678 | 2.1029 | 1.8093 | 1.9887 | 2.2302 | 2.2316 | 2.524 | 2.7544 | 2.9536 | 3.1392 | 3.5979 | 3.9644 | 4.399 | 4.441 | 4.4455 | 4.4028 | 4.2853 | 4.3614 | 4.4121 | 4.3183 | 4.2528 | 3.8811 | 3.8251 | 3.6851 | 4.3477
5 | Brinkworth | H220 | FY2027 | 3.2656 | 3.0071 | 2.9248 | 2.8295 | 2.6876 | 2.5173 | 2.5562 | 2.5347 | 2.492 | 2.4323 | 2.528 | 2.5613 | 2.6804 | 2.6033 | 2.724 | 2.515 | 2.623 | 2.129 | 2.148 | 1.6328 | 1.6961 | 1.5887 | 1.7409 | 2.0714 | 2.0065 | 1.7128 | 1.8923 | 2.0337 | 2.0352 | 2.4276 | 2.6581 | 2.8572 | 3.0429 | 3.4994 | 3.8789 | 4.3929 | 4.4172 | 4.404 | 4.3437 | 4.2093 | 4.3023 | 4.3698 | 4.2928 | 4.2471 | 3.8782 | 3.8251 | 3.6851 | 4.3477
5 | Brinkworth | H220 | FY2028 | 3.2674 | 3.0081 | 2.9258 | 2.8312 | 2.6893 | 2.519 | 2.5578 | 2.5364 | 2.4937 | 2.434 | 2.5296 | 2.5605 | 2.6808 | 2.5044 | 2.6259 | 2.4177 | 2.5257 | 2.0318 | 2.0507 | 1.5357 | 1.599 | 1.4914 | 1.6436 | 1.8741 | 1.8092 | 1.5156 | 1.695 | 1.9364 | 1.9379 | 2.2305 | 2.461 | 2.7601 | 2.9458 | 3.5005 | 3.8942 | 4.3883 | 4.3949 | 4.3641 | 4.2862 | 4.1347 | 4.2446 | 4.3293 | 4.2693 | 4.2427 | 3.876 | 3.8251 | 3.6851 | 4.3477
6 | Clare North | T381 | FY2019 | 8.0444 | 7.5216 | 7.0542 | 6.7809 | 6.564 | 6.4785 | 6.2162 | 6.2462 | 6.4331 | 6.3674 | 6.456 | 6.6885 | 6.7182 | 6.9553 | 7.295 | 7.6627 | 8.2797 | 8.6223 | 8.838 | 8.6042 | 8.873 | 9.2261 | 9.4629 | 9.5567 | 9.8325 | 10.1092 | 10.0561 | 10.0688 | 10.0236 | 10.3192 | 10.4052 | 10.3935 | 10.7626 | 10.122 | 10.8088 | 11.6606 | 11.6161 | 11.8061 | 11.7952 | 11.893 | 11.5158 | 11.1356 | 10.5289 | 10.0479 | 9.4337 | 8.8571 | 8.561 | 9.7881
6 | Clare North | T381 | FY2020 | 8.0492 | 7.5254 | 7.058 | 6.7855 | 6.5686 | 6.4831 | 6.2208 | 6.2508 | 6.4377 | 6.372 | 6.4606 | 6.6865 | 6.7192 | 6.9584 | 7.3003 | 7.4701 | 8.0871 | 8.3297 | 8.5455 | 8.3118 | 8.5806 | 8.9335 | 9.1703 | 9.2642 | 9.5399 | 9.8167 | 9.7635 | 9.7603 | 9.6991 | 9.979 | 10.049 | 10.1213 | 10.4745 | 9.9133 | 10.5764 | 11.5043 | 11.4738 | 11.6781 | 11.6814 | 11.795 | 11.4337 | 11.0697 | 10.479 | 10.02 | 9.4277 | 8.8571 | 8.561 | 9.7881
6 | Clare North | T381 | FY2021 | 8.0559 | 7.531 | 7.0635 | 6.7919 | 6.5751 | 6.4895 | 6.2273 | 6.2573 | 6.4441 | 6.3785 | 6.4671 | 6.6836 | 6.7207 | 6.8627 | 7.2076 | 7.3804 | 7.9976 | 8.1402 | 8.3559 | 8.0225 | 8.2913 | 8.644 | 8.8808 | 8.9746 | 9.2504 | 9.4272 | 9.374 | 9.4607 | 9.3894 | 9.6594 | 9.7193 | 9.8815 | 10.2246 | 9.6468 | 10.2888 | 11.3954 | 11.3724 | 11.5843 | 11.5953 | 11.7189 | 11.3677 | 11.014 | 10.4334 | 9.9929 | 9.4192 | 8.8571 | 8.561 | 9.7881
6 | Clare North | T381 | FY2022 | 8.0641 | 7.5366 | 7.0692 | 6.7996 | 6.5827 | 6.4972 | 6.235 | 6.2649 | 6.4518 | 6.3862 | 6.4747 | 6.6802 | 6.7224 | 6.7679 | 7.1164 | 7.1927 | 7.81 | 7.9526 | 8.1684 | 7.7355 | 8.0042 | 8.3564 | 8.5932 | 8.6871 | 8.9628 | 9.1396 | 9.0865 | 9.1752 | 9.1059 | 9.4786 | 9.5406 | 9.7049 | 10.05 | 9.5664 | 10.1973 | 11.2927 | 11.2645 | 11.5715 | 11.5776 | 11.6986 | 11.3454 | 10.99 | 10.4073 | 9.9749 | 9.4092 | 8.8571 | 8.561 | 9.7881
6 | Clare North | T381 | FY2023 | 8.0717 | 7.5443 | 7.0769 | 6.8072 | 6.5904 | 6.5049 | 6.2426 | 6.2726 | 6.4595 | 6.3938 | 6.4824 | 6.6767 | 6.7241 | 6.7731 | 7.1251 | 7.105 | 7.7224 | 7.765 | 7.9808 | 7.4478 | 7.7166 | 7.9688 | 8.2056 | 8.3995 | 8.6752 | 8.852 | 8.7988 | 8.8788 | 8.8007 | 9.1646 | 9.2178 | 9.4732 | 9.8096 | 9.4098 | 10.019 | 11.1923 | 11.1698 | 11.4827 | 11.4947 | 11.6246 | 11.2801 | 10.9336 | 10.3597 | 9.9461 | 9.3992 | 8.8571 | 8.561 | 9.7881
6 | Clare North | T381 | FY2024 | 8.0785 | 7.5495 | 7.0821 | 6.8137 | 6.5969 | 6.5113 | 6.2491 | 6.2791 | 6.466 | 6.4003 | 6.4889 | 6.6739 | 6.7256 | 6.6775 | 7.0325 | 6.9154 | 7.5329 | 7.4755 | 7.6913 | 7.2586 | 7.5274 | 7.6793 | 7.9161 | 8.21 | 8.4857 | 8.5625 | 8.5093 | 8.4806 | 8.3939 | 8.8494 | 8.8939 | 9.2407 | 9.5683 | 9.2534 | 9.8428 | 11.0963 | 11.0797 | 11.3989 | 11.4172 | 11.5554 | 11.2197 | 10.8821 | 10.3169 | 9.9204 | 9.3907 | 8.8571 | 8.561 | 9.7881
6 | Clare North | T381 | FY2025 | 8.0847 | 7.554 | 7.0866 | 6.8195 | 6.6027 | 6.5171 | 6.2549 | 6.2849 | 6.4718 | 6.4061 | 6.4947 | 6.6713 | 6.7269 | 6.5814 | 6.9392 | 6.8247 | 7.4423 | 7.2849 | 7.5007 | 6.9684 | 7.2372 | 7.3887 | 7.6255 | 7.9194 | 8.1951 | 8.2719 | 8.2187 | 8.3836 | 8.4904 | 9.0415 | 9.0813 | 9.4233 | 9.7461 | 9.5205 | 10.0952 | 11.3339 | 10.923 | 10.9481 | 10.969 | 11.1117 | 10.7807 | 10.4482 | 9.8878 | 9.5037 | 8.9863 | 8.6587 | 8.561 | 9.7881
6 | Clare North | T381 | FY2026 | 8.0908 | 7.5593 | 7.0919 | 6.8255 | 6.6087 | 6.5231 | 6.2609 | 6.2909 | 6.4777 | 6.4121 | 6.5007 | 6.6686 | 6.7282 | 6.5855 | 6.946 | 6.6343 | 7.252 | 7.0946 | 7.3104 | 6.6783 | 6.947 | 7.0984 | 7.3352 | 7.6291 | 7.9048 | 7.8816 | 7.8284 | 8.0933 | 8.2001 | 8.7385 | 8.7654 | 9.1945 | 9.5045 | 9.3601 | 9.9117 | 11.2272 | 10.8009 | 10.8109 | 10.8425 | 10.9979 | 10.6798 | 10.3603 | 9.8128 | 9.4494 | 8.9528 | 8.6459 | 8.561 | 9.7881
6 | Clare North | T381 | FY2027 | 8.0967 | 7.5646 | 7.0972 | 6.8313 | 6.6144 | 6.5289 | 6.2667 | 6.2966 | 6.4835 | 6.4179 | 6.5065 | 6.566 | 6.6295 | 6.4894 | 6.8526 | 6.5436 | 7.1614 | 6.904 | 7.1197 | 6.3878 | 6.6565 | 6.7078 | 6.9446 | 7.3385 | 7.6142 | 7.591 | 7.5378 | 7.8027 | 7.9095 | 8.4346 | 8.4481 | 8.8638 | 9.1603 | 9.0967 | 9.6251 | 11.1171 | 10.6751 | 10.6695 | 10.7123 | 10.881 | 10.5764 | 10.2704 | 9.7363 | 9.3939 | 8.9183 | 8.6324 | 8.561 | 9.7881
6 | Clare North | T381 | FY2028 | 8.1016 | 7.5677 | 7.1003 | 6.8358 | 6.619 | 6.5334 | 6.2712 | 6.3012 | 6.4881 | 6.4224 | 6.511 | 6.564 | 6.6305 | 6.3924 | 6.7578 | 6.3508 | 6.9687 | 6.6113 | 6.8271 | 6.0954 | 6.3642 | 6.4151 | 6.6519 | 7.0458 | 7.3215 | 7.2983 | 7.2452 | 7.51 | 7.6169 | 8.1287 | 8.1284 | 8.6304 | 8.9133 | 8.9313 | 9.4382 | 10.9088 | 10.4512 | 10.5302 | 10.585 | 10.7671 | 10.4761 | 10.1842 | 9.6638 | 9.341 | 8.885 | 8.6187 | 8.561 | 9.7881
7 | Dalrymple | T507 | FY2019 | 3.171 | 2.9863 | 2.8843 | 2.6701 | 2.7041 | 2.6361 | 2.4641 | 2.4651 | 2.6351 | 2.6701 | 2.8401 | 2.9081 | 3.9355 | 3.7314 | 3.5964 | 3.3924 | 3.6644 | 3.2234 | 3.7024 | 3.3513 | 2.4953 | 2.6424 | 2.8474 | 2.9524 | 3.2254 | 3.8064 | 4.1834 | 5.0374 | 4.8314 | 4.0301 | 4.9191 | 4.9074 | 6.0141 | 6.616 | 6.9671 | 7.4552 | 7.807 | 7.4155 | 6.8541 | 6.5093 | 6.0876 | 5.5978 | 5.1538 | 4.8165 | 4.3403 | 5.094 | 5.265 | 4.581
7 | Dalrymple | T507 | FY2020 | 3.1743 | 2.9883 | 2.8863 | 2.6731 | 2.7071 | 2.6391 | 2.4671 | 2.4681 | 2.6381 | 2.6731 | 2.8431 | 2.9067 | 3.9361 | 3.7335 | 3.5998 | 3.1972 | 3.4693 | 3.0283 | 3.5073 | 3.0565 | 2.2005 | 2.2473 | 2.4523 | 2.6573 | 2.9303 | 3.5113 | 3.8883 | 4.7423 | 4.5363 | 3.7353 | 4.6243 | 4.7585 | 5.8193 | 6.4722 | 6.7723 | 7.3092 | 7.6139 | 7.2672 | 6.7505 | 6.4513 | 6.0755 | 5.5859 | 5.1419 | 4.8086 | 4.3363 | 5.094 | 5.265 | 4.581
7 | Dalrymple | T507 | FY2021 | 3.1787 | 2.9919 | 2.8899 | 2.6774 | 2.7114 | 2.6434 | 2.4714 | 2.4724 | 2.6424 | 2.6774 | 2.8474 | 2.9048 | 3.9371 | 3.6363 | 3.5047 | 3.104 | 3.3762 | 2.7352 | 3.2142 | 2.7636 | 1.9076 | 1.9542 | 2.1592 | 2.4642 | 2.7372 | 3.1182 | 3.4952 | 4.4492 | 4.2432 | 3.4424 | 4.3314 | 4.5837 | 5.6264 | 6.2569 | 6.5317 | 7.2432 | 7.528 | 7.1978 | 6.6976 | 6.4164 | 6.0586 | 5.5692 | 5.1252 | 4.7975 | 4.3307 | 5.094 | 5.265 | 4.581
7 | Dalrymple | T507 | FY2022 | 3.1841 | 2.9956 | 2.8936 | 2.6824 | 2.7164 | 2.6484 | 2.4764 | 2.4774 | 2.6474 | 2.6824 | 2.8524 | 2.9026 | 3.9382 | 3.5398 | 3.4105 | 2.9121 | 3.1844 | 2.5434 | 3.0224 | 2.5721 | 1.7161 | 1.6624 | 1.8674 | 2.1724 | 2.4454 | 2.8264 | 3.2034 | 4.1574 | 3.9514 | 3.2509 | 4.1399 | 4.3831 | 5.4349 | 6.1694 | 6.4447 | 7.1567 | 7.4486 | 7.2073 | 6.6961 | 6.4054 | 6.0385 | 5.5493 | 5.1053 | 4.7842 | 4.3241 | 5.094 | 5.265 | 4.581
7 | Dalrymple | T507 | FY2023 | 3.1892 | 3.0005 | 2.8985 | 2.6874 | 2.7214 | 2.6534 | 2.4814 | 2.4824 | 2.6524 | 2.6874 | 2.8574 | 2.9003 | 3.9393 | 3.5431 | 3.4162 | 2.8202 | 3.0925 | 2.3515 | 2.8305 | 2.2802 | 1.4242 | 1.3705 | 1.5755 | 1.8805 | 2.1535 | 2.5345 | 2.9115 | 3.8655 | 3.6595 | 2.9591 | 3.8481 | 4.2064 | 5.2431 | 6.0576 | 6.3091 | 7.0972 | 7.3719 | 7.144 | 6.646 | 6.3705 | 6.0188 | 5.5296 | 5.0856 | 4.7711 | 4.3175 | 5.094 | 5.265 | 4.581
7 | Dalrymple | T507 | FY2024 | 3.1936 | 3.0039 | 2.9019 | 2.6917 | 2.7257 | 2.6577 | 2.4857 | 2.4867 | 2.6567 | 2.6917 | 2.8617 | 2.8984 | 3.9403 | 3.446 | 3.321 | 2.627 | 2.8994 | 2.1584 | 2.6374 | 1.9873 | 1.1313 | 0.97736 | 1.1824 | 1.5874 | 1.8604 | 2.2414 | 2.6184 | 3.5724 | 3.3664 | 2.6662 | 3.5552 | 4.0285 | 5.0502 | 5.9453 | 6.1747 | 7.0404 | 7.2983 | 7.0838 | 6.5993 | 6.3386 | 6.002 | 5.513 | 5.069 | 4.76 | 4.312 | 5.094 | 5.265 | 4.581
7 | Dalrymple | T507 | FY2025 | 3.1975 | 3.0064 | 2.9044 | 2.6953 | 2.7293 | 2.6613 | 2.4893 | 2.4903 | 2.6603 | 2.6953 | 2.8653 | 2.8968 | 3.9411 | 3.3485 | 3.2252 | 2.5328 | 2.8052 | 1.9642 | 2.4432 | 1.6935 | 0.83747 | 0.68325 | 0.88825 | 1.2932 | 1.5662 | 1.9472 | 2.3242 | 3.2782 | 3.0722 | 2.4724 | 3.3614 | 3.8432 | 4.8564 | 5.8393 | 6.054 | 6.905 | 7.153 | 7.0456 | 6.5682 | 6.3156 | 5.9874 | 5.4987 | 5.0547 | 4.7505 | 4.3072 | 5.094 | 5.265 | 4.581
7 | Dalrymple | T507 | FY2026 | 3.2014 | 3.0095 | 2.9075 | 2.6991 | 2.7331 | 2.6651 | 2.4931 | 2.4941 | 2.6641 | 2.6991 | 2.8691 | 2.8951 | 3.9419 | 3.351 | 3.2295 | 2.3388 | 2.6113 | 1.6703 | 2.1493 | 1.3997 | 0.54371 | 0.38932 | 0.59432 | 0.99932 | 1.2723 | 1.6533 | 2.0303 | 2.8843 | 2.6783 | 2.1786 | 3.0676 | 3.6781 | 4.6626 | 5.7131 | 5.8928 | 6.8087 | 7.0264 | 6.9463 | 6.4961 | 6.2721 | 5.9726 | 5.484 | 5.04 | 4.7407 | 4.3023 | 5.094 | 5.265 | 4.581
7 | Dalrymple | T507 | FY2027 | 3.2051 | 3.0125 | 2.9105 | 2.7026 | 2.7366 | 2.6686 | 2.4966 | 2.4976 | 2.6676 | 2.7026 | 2.8726 | 2.7935 | 3.8427 | 3.2534 | 3.1335 | 2.2445 | 2.5171 | 1.4761 | 1.9551 | 1.1056 | 0.24961 | -0.0049072 | 0.20009 | 0.70509 | 0.97809 | 1.2591 | 1.6361 | 2.5901 | 2.3841 | 1.8846 | 2.7736 | 3.4143 | 4.3686 | 5.4852 | 5.6285 | 6.708 | 6.894 | 6.8428 | 6.4216 | 6.2277 | 5.9585 | 5.47 | 5.026 | 4.7314 | 4.2977 | 5.094 | 5.265 | 4.581
7 | Dalrymple | T507 | FY2028 | 3.2081 | 3.0141 | 2.9121 | 2.7053 | 2.7393 | 2.6713 | 2.4993 | 2.5003 | 2.6703 | 2.7053 | 2.8753 | 2.7923 | 3.8433 | 3.1552 | 3.0366 | 2.0488 | 2.3215 | 1.2805 | 1.7595 | 0.81028 | -0.045723 | -0.30052 | -0.095524 | 0.40948 | 0.68248 | 0.96348 | 1.3405 | 2.2945 | 2.0885 | 1.5893 | 2.4783 | 3.2163 | 4.1924 | 5.3897 | 5.5119 | 6.5702 | 6.7387 | 6.7646 | 6.3588 | 6.1812 | 5.9284 | 5.4594 | 5.0154 | 4.7243 | 4.2941 | 5.094 | 5.265 | 4.581
8 | Davenport West | H426 | FY2019 | 19.0644 | 18.136 | 17.5813 | 16.9001 | 16.747 | 16.7497 | 16.5981 | 16.3708 | 16.297 | 16.5096 | 16.9382 | 18.0611 | 18.4579 | 19.6942 | 21.3167 | 22.3308 | 23.1825 | 23.0945 | 22.6284 | 22.8319 | 23.0728 | 23.2429 | 23.7444 | 24.0527 | 24.2788 | 24.5011 | 24.6233 | 24.7733 | 24.7575 | 25.002 | 26.1044 | 26.162 | 26.5947 | 27.4689 | 25.4545 | 28.5285 | 31.8744 | 35.0791 | 37.1513 | 39.4252 | 37.0426 | 33.9742 | 30.4552 | 26.688 | 25.1185 | 23.752 | 22.9828 | 24.413
8 | Davenport West | H426 | FY2020 | 19.0803 | 18.1521 | 17.5973 | 16.916 | 16.7629 | 16.7656 | 16.614 | 16.3866 | 16.3129 | 16.5254 | 16.9541 | 18.054 | 18.4615 | 19.5049 | 21.1348 | 21.9563 | 22.8082 | 22.5202 | 22.0541 | 22.1576 | 22.3984 | 22.4686 | 22.9701 | 23.3784 | 23.6045 | 23.7268 | 23.849 | 23.999 | 23.9832 | 24.3277 | 25.43 | 25.5877 | 26.0204 | 27.1794 | 25.1301 | 28.3845 | 31.7317 | 35.0382 | 37.1124 | 39.3941 | 37.0036 | 33.9275 | 30.4006 | 26.6464 | 25.0977 | 23.752 | 22.9828 | 24.413
8 | Davenport West | H426 | FY2021 | 19.1031 | 18.1725 | 17.6177 | 16.9384 | 16.7853 | 16.788 | 16.6364 | 16.409 | 16.3353 | 16.5478 | 16.9765 | 17.944 | 18.3665 | 19.42 | 21.0603 | 21.6922 | 22.5445 | 22.0565 | 21.5904 | 21.4944 | 21.7352 | 21.6049 | 22.1063 | 22.6146 | 22.8408 | 22.9631 | 23.0852 | 23.2352 | 23.2194 | 23.6645 | 24.7668 | 25.1245 | 25.5572 | 26.8942 | 24.8284 | 28.3225 | 31.639 | 34.9155 | 36.9597 | 39.2194 | 36.8505 | 33.7964 | 30.2911 | 26.5878 | 25.0684 | 23.752 | 22.9828 | 24.413
8 | Davenport West | H426 | FY2022 | 19.1314 | 18.1934 | 17.6386 | 16.9652 | 16.8121 | 16.8148 | 16.6632 | 16.4358 | 16.3621 | 16.5746 | 17.0033 | 17.9321 | 18.3725 | 19.2382 | 20.8909 | 21.3351 | 22.1879 | 21.4999 | 21.0338 | 20.7393 | 20.9801 | 20.8483 | 21.3498 | 21.9581 | 22.1842 | 22.2065 | 22.3287 | 22.4787 | 22.4629 | 23.0096 | 24.1119 | 24.6696 | 25.1023 | 26.6119 | 24.5138 | 28.1483 | 31.4404 | 34.7937 | 36.8147 | 39.0598 | 36.7042 | 33.6646 | 30.1726 | 26.5176 | 25.0333 | 23.752 | 22.9828 | 24.413
8 | Davenport West | H426 | FY2023 | 19.1581 | 18.2215 | 17.6668 | 16.9921 | 16.839 | 16.8417 | 16.6901 | 16.4628 | 16.3891 | 16.6016 | 17.0302 | 17.92 | 18.3785 | 19.0564 | 20.7217 | 20.9784 | 21.8316 | 20.9436 | 20.4775 | 20.0826 | 20.3235 | 19.992 | 20.4934 | 21.2017 | 21.4279 | 21.3502 | 21.4723 | 21.6223 | 21.6065 | 22.3529 | 23.4553 | 24.2129 | 24.6456 | 26.3298 | 24.198 | 27.9737 | 31.2424 | 34.6733 | 36.6719 | 38.9049 | 36.5616 | 33.5341 | 30.0544 | 26.4471 | 24.998 | 23.752 | 22.9828 | 24.413
8 | Davenport West | H426 | FY2024 | 19.182 | 18.2414 | 17.6867 | 17.0153 | 16.8622 | 16.8649 | 16.7133 | 16.4859 | 16.4122 | 16.6247 | 17.0534 | 17.8097 | 18.2837 | 18.8721 | 20.5482 | 20.6155 | 21.4691 | 20.3811 | 19.915 | 19.321 | 19.5618 | 19.2295 | 19.731 | 20.5393 | 20.7654 | 20.5877 | 20.7099 | 20.8598 | 20.844 | 21.6913 | 22.7937 | 23.6513 | 24.084 | 26.0451 | 23.886 | 27.8095 | 31.0566 | 34.4668 | 36.4446 | 38.7649 | 36.4337 | 33.419 | 29.9514 | 26.3864 | 24.9677 | 23.752 | 22.9828 | 24.413
8 | Davenport West | H426 | FY2025 | 19.2043 | 18.2605 | 17.7057 | 17.0369 | 16.8838 | 16.8865 | 16.7349 | 16.5076 | 16.4339 | 16.6464 | 17.075 | 17.8 | 18.2885 | 18.7867 | 20.4729 | 20.3502 | 21.2041 | 19.9162 | 19.45 | 18.6567 | 18.8975 | 18.4646 | 18.966 | 19.8743 | 20.1004 | 19.8227 | 19.9449 | 20.0949 | 20.0791 | 21.0271 | 22.1295 | 23.1871 | 23.6198 | 25.7594 | 23.5821 | 27.6496 | 30.8691 | 34.3525 | 36.3036 | 38.6046 | 36.2921 | 33.2966 | 29.8477 | 26.3298 | 24.9394 | 23.752 | 22.9828 | 24.413
8 | Davenport West | H426 | FY2026 | 19.2271 | 18.2825 | 17.7277 | 17.0595 | 16.9064 | 16.9091 | 16.7575 | 16.5302 | 16.4565 | 16.669 | 17.0976 | 17.7899 | 18.2936 | 18.602 | 20.2987 | 19.9864 | 20.8408 | 19.3528 | 18.8867 | 17.9935 | 18.2343 | 17.7012 | 18.2027 | 19.111 | 19.3371 | 19.0594 | 19.1816 | 19.3315 | 19.3157 | 20.3639 | 21.4663 | 22.7239 | 23.1566 | 25.4744 | 23.2723 | 27.587 | 30.7835 | 34.2448 | 36.1737 | 38.4608 | 36.162 | 33.1804 | 29.7452 | 26.2706 | 24.9098 | 23.752 | 22.9828 | 24.413
8 | Davenport West | H426 | FY2027 | 19.2494 | 18.3052 | 17.7504 | 17.082 | 16.9289 | 16.9316 | 16.78 | 16.5526 | 16.4789 | 16.6914 | 17.1201 | 17.6799 | 18.1986 | 18.4172 | 20.1243 | 19.6224 | 20.4771 | 18.7891 | 18.323 | 17.2297 | 17.4705 | 16.7375 | 17.239 | 18.3473 | 18.5734 | 18.1957 | 18.3179 | 18.4679 | 18.4521 | 19.7002 | 20.8025 | 22.1602 | 22.5929 | 25.1892 | 22.9628 | 27.4249 | 30.5984 | 34.1375 | 36.0442 | 38.3176 | 36.0326 | 33.0647 | 29.6433 | 26.2118 | 24.8804 | 23.752 | 22.9828 | 24.413
8 | Davenport West | H426 | FY2028 | 19.2684 | 18.3203 | 17.7655 | 17.1002 | 16.9471 | 16.9498 | 16.7982 | 16.5708 | 16.4971 | 16.7096 | 17.1383 | 17.6718 | 18.2027 | 18.3295 | 20.0451 | 19.2516 | 20.1066 | 18.2187 | 17.7525 | 16.46 | 16.7008 | 15.967 | 16.4685 | 17.5768 | 17.8029 | 17.3252 | 17.4474 | 17.6974 | 17.6816 | 19.0306 | 20.1329 | 21.6905 | 22.1232 | 24.9012 | 22.6616 | 27.2744 | 30.4226 | 34.0371 | 35.9192 | 38.1741 | 35.9069 | 32.9575 | 29.554 | 26.1642 | 24.8566 | 23.752 | 22.9828 | 24.413
9 | Dorrien | T525 | FY2019 | 48.205 | 46.3066 | 43.5446 | 42.1589 | 41.7162 | 41.0812 | 40.9653 | 40.0864 | 40.2766 | 41.581 | 42.0647 | 43.8423 | 44.2301 | 45.2234 | 45.9351 | 44.8895 | 45.3493 | 45.1327 | 44.2116 | 43.2754 | 43.2314 | 44.1762 | 45.1666 | 46.7157 | 48.7468 | 50.0325 | 51.2654 | 51.7979 | 52.9645 | 55.2211 | 57.1206 | 59.1992 | 63.7102 | 62.5392 | 63.185 | 61.9419 | 61.3111 | 58.6473 | 60.4848 | 60.8991 | 62.5479 | 62.8099 | 59.3098 | 56.811 | 53.8784 | 51.9891 | 51.4205 | 55.4002
9 | Dorrien | T525 | FY2020 | 48.2282 | 46.3336 | 43.5715 | 42.1829 | 41.7401 | 41.1052 | 40.9892 | 40.1103 | 40.3006 | 41.605 | 42.0886 | 43.8317 | 44.2355 | 45.0396 | 45.7625 | 44.5279 | 44.9881 | 44.4715 | 43.5504 | 42.5134 | 42.4694 | 43.315 | 44.3054 | 45.5545 | 47.5856 | 48.7713 | 50.0042 | 50.6367 | 51.8033 | 54.1591 | 56.0585 | 58.4372 | 62.8173 | 62.155 | 62.8909 | 61.9373 | 61.4276 | 59.0856 | 60.7834 | 61.0675 | 62.5855 | 62.7159 | 59.2158 | 56.7483 | 53.847 | 51.9891 | 51.4205 | 55.4002
9 | Dorrien | T525 | FY2021 | 48.2624 | 46.3673 | 43.6053 | 42.217 | 41.7743 | 41.1393 | 41.0233 | 40.1445 | 40.3347 | 41.6391 | 42.1228 | 43.7164 | 44.1431 | 44.8627 | 45.6015 | 44.0827 | 44.5434 | 43.8268 | 42.9057 | 41.8688 | 41.8248 | 42.3703 | 43.3607 | 44.4098 | 46.4409 | 47.5266 | 48.7595 | 49.492 | 50.6586 | 53.2145 | 55.1139 | 57.6926 | 61.992 | 61.6776 | 62.4361 | 61.9042 | 61.4612 | 59.2873 | 60.8916 | 61.0948 | 62.532 | 62.5818 | 59.0817 | 56.659 | 53.8023 | 51.9891 | 51.4205 | 55.4002
9 | Dorrien | T525 | FY2022 | 48.3054 | 46.4024 | 43.6403 | 42.2585 | 41.8157 | 41.1808 | 41.0648 | 40.1859 | 40.3761 | 41.6806 | 42.1642 | 43.6979 | 44.1524 | 44.6907 | 45.4488 | 43.6491 | 44.1105 | 43.1939 | 42.2728 | 41.1375 | 41.0935 | 41.5375 | 42.5278 | 43.277 | 45.308 | 46.2937 | 47.5266 | 48.3592 | 49.5257 | 52.1834 | 54.0828 | 56.9615 | 61.1685 | 61.205 | 61.9853 | 61.8741 | 61.5064 | 59.5093 | 61.0058 | 61.1153 | 62.4602 | 62.4191 | 58.919 | 56.5505 | 53.7481 | 51.9891 | 51.4205 | 55.4002
9 | Dorrien | T525 | FY2023 | 48.3466 | 46.4491 | 43.687 | 42.3007 | 41.858 | 41.223 | 41.107 | 40.2282 | 40.4184 | 41.7228 | 42.2065 | 43.6791 | 44.1618 | 44.5193 | 45.2971 | 43.2169 | 43.679 | 42.5624 | 41.6413 | 40.5049 | 40.4609 | 40.706 | 41.6963 | 42.1455 | 44.1765 | 45.0622 | 46.2952 | 47.2277 | 48.3943 | 51.2507 | 53.1501 | 56.2288 | 60.3414 | 60.733 | 61.5357 | 61.7459 | 61.4552 | 59.7368 | 61.1231 | 61.1391 | 62.3896 | 62.253 | 58.7529 | 56.4398 | 53.6928 | 51.9891 | 51.4205 | 55.4002
9 | Dorrien | T525 | FY2024 | 48.3842 | 46.4835 | 43.7215 | 42.3377 | 41.895 | 41.26 | 41.144 | 40.2652 | 40.4554 | 41.7598 | 42.2435 | 43.5626 | 44.0701 | 44.3443 | 45.1393 | 42.7761 | 43.2389 | 41.8223 | 40.9012 | 39.7655 | 39.7215 | 39.8659 | 40.8562 | 40.9054 | 42.9364 | 43.8221 | 45.0551 | 45.9876 | 47.1542 | 50.2113 | 52.1107 | 55.4894 | 59.5134 | 60.3574 | 61.1858 | 61.7207 | 61.5035 | 59.9598 | 61.2437 | 61.1706 | 62.3324 | 62.1078 | 58.6077 | 56.343 | 53.6444 | 51.9891 | 51.4205 | 55.4002
9 | Dorrien | T525 | FY2025 | 48.4197 | 46.5168 | 43.7547 | 42.3728 | 41.93 | 41.2951 | 41.1791 | 40.3002 | 40.4904 | 41.7949 | 42.2785 | 43.5469 | 44.0779 | 44.168 | 44.9793 | 42.3323 | 42.7957 | 41.2791 | 40.358 | 39.1227 | 39.0787 | 39.0226 | 40.013 | 39.8621 | 41.8932 | 42.6789 | 43.9118 | 44.9443 | 46.1109 | 49.2686 | 51.168 | 54.7466 | 58.6989 | 59.8806 | 60.721 | 61.6672 | 61.5072 | 60.1223 | 61.3213 | 61.176 | 62.2662 | 61.9702 | 58.4701 | 56.2512 | 53.5985 | 51.9891 | 51.4205 | 55.4002
9 | Dorrien | T525 | FY2026 | 48.4565 | 46.5554 | 43.7934 | 42.4099 | 41.9672 | 41.3322 | 41.2163 | 40.3374 | 40.5276 | 41.832 | 42.3157 | 43.4303 | 43.9862 | 43.8931 | 44.7218 | 41.8919 | 42.356 | 40.6394 | 39.7183 | 38.3826 | 38.3386 | 38.1829 | 39.1733 | 38.7224 | 40.7534 | 41.4391 | 42.6721 | 43.8046 | 44.9712 | 48.3284 | 50.2278 | 54.0065 | 57.8698 | 59.5052 | 60.3712 | 61.642 | 61.5557 | 60.3458 | 61.442 | 61.2082 | 62.2094 | 61.8241 | 58.324 | 56.1538 | 53.5498 | 51.9891 | 51.4205 | 55.4002
9 | Dorrien | T525 | FY2027 | 48.4933 | 46.5959 | 43.8338 | 42.4474 | 42.0047 | 41.3697 | 41.2537 | 40.3749 | 40.5651 | 41.8695 | 42.3532 | 43.4136 | 43.9946 | 43.7185 | 44.5646 | 41.452 | 41.9167 | 39.9001 | 38.979 | 37.6425 | 37.5985 | 37.1436 | 38.134 | 37.4831 | 39.5141 | 39.9999 | 41.2328 | 42.4653 | 43.6319 | 47.1883 | 49.0877 | 53.1664 | 56.9387 | 58.93 | 59.8232 | 61.5202 | 61.5095 | 60.5766 | 61.5678 | 61.2436 | 62.1538 | 61.677 | 58.1769 | 56.0557 | 53.5007 | 51.9891 | 51.4205 | 55.4002
9 | Dorrien | T525 | FY2028 | 48.5252 | 46.6247 | 43.8627 | 42.4787 | 42.036 | 41.401 | 41.285 | 40.4062 | 40.5964 | 41.9008 | 42.3845 | 43.3996 | 44.0016 | 43.5397 | 44.4003 | 41.0022 | 41.4674 | 39.2508 | 38.3297 | 36.8939 | 36.8499 | 36.2943 | 37.2847 | 36.2338 | 38.2649 | 38.7506 | 39.9835 | 41.316 | 42.4826 | 46.1397 | 48.0391 | 52.4178 | 56.1055 | 58.5507 | 59.4752 | 61.5027 | 61.5637 | 60.8037 | 61.6987 | 61.2893 | 62.115 | 61.5541 | 58.0539 | 55.9738 | 53.4598 | 51.9891 | 51.4205 | 55.4002
10 | East Terrace | H366 | FY2019 | 365.6213 | 357.4812 | 340.5311 | 326.3934 | 319.4494 | 315.1649 | 311.5686 | 309.0931 | 307.9104 | 312.7825 | 319.7073 | 341.1621 | 364.7215 | 398.878 | 434.6897 | 468.453 | 495.0127 | 514.1021 | 527.386 | 536.8653 | 549.2276 | 562.3492 | 578.981 | 593.4913 | 603.1169 | 610.469 | 614.9443 | 621.6593 | 624.59 | 632.9775 | 644.5785 | 661.3188 | 681.67 | 674.7476 | 689.1095 | 692.8977 | 705.2257 | 722.8247 | 739.2744 | 715.646 | 697.1046 | 670.9601 | 638.5177 | 606.4511 | 567.9113 | 530.0774 | 501.4525 | 488.3198
10 | East Terrace | H366 | FY2020 | 365.9144 | 357.8137 | 340.8636 | 326.6943 | 319.7503 | 315.4659 | 311.8695 | 309.3941 | 308.2113 | 313.0835 | 320.0082 | 340.5278 | 364.2888 | 396.6816 | 432.6333 | 463.3355 | 489.9002 | 506.1896 | 519.4736 | 526.445 | 538.8073 | 550.5368 | 567.1686 | 582.7789 | 592.4044 | 598.7565 | 603.2318 | 610.1468 | 613.0776 | 623.2563 | 634.8573 | 654.0976 | 674.4488 | 669.0729 | 684.2961 | 692.138 | 705.716 | 725.8763 | 743.5874 | 718.5923 | 698.6771 | 671.1519 | 637.3358 | 605.6632 | 567.5173 | 530.0774 | 501.4525 | 488.3198
10 | East Terrace | H366 | FY2021 | 366.3453 | 358.2372 | 341.2872 | 327.1238 | 320.1798 | 315.8953 | 312.299 | 309.8235 | 308.6408 | 313.5129 | 320.4377 | 339.8361 | 363.8848 | 394.372 | 430.5238 | 458.224 | 484.796 | 498.1854 | 511.4694 | 515.9423 | 528.3046 | 538.5325 | 555.1644 | 572.0746 | 581.7002 | 586.8523 | 591.3276 | 598.3426 | 601.2734 | 613.2537 | 624.8547 | 646.895 | 667.2462 | 663.6194 | 679.1489 | 690.7863 | 705.2252 | 727.3628 | 745.9512 | 720.0172 | 699.0644 | 670.503 | 635.6492 | 604.5388 | 566.9551 | 530.0774 | 501.4525 | 488.3198
10 | East Terrace | H366 | FY2022 | 366.8863 | 358.6735 | 341.7234 | 327.6438 | 320.6998 | 316.4154 | 312.819 | 310.3435 | 309.1608 | 314.0329 | 320.9577 | 339.104 | 363.5011 | 392.2238 | 428.6176 | 453.4577 | 480.0385 | 490.4279 | 503.7119 | 505.7057 | 518.068 | 526.875 | 543.5069 | 561.6171 | 571.2427 | 575.2948 | 579.7701 | 586.9851 | 589.9159 | 603.5195 | 615.1205 | 639.7608 | 660.112 | 658.2895 | 674.0074 | 689.2201 | 704.519 | 728.6364 | 748.1046 | 721.178 | 699.1514 | 669.5346 | 633.6069 | 603.1773 | 566.2744 | 530.0774 | 501.4525 | 488.3198
10 | East Terrace | H366 | FY2023 | 367.4031 | 359.255 | 342.3049 | 328.1735 | 321.2296 | 316.9451 | 313.3488 | 310.8733 | 309.6906 | 314.5627 | 321.4874 | 338.3676 | 363.1195 | 389.8821 | 426.5225 | 448.507 | 475.0968 | 482.5862 | 495.8702 | 495.2511 | 507.6134 | 514.8333 | 531.4652 | 550.8754 | 560.501 | 563.4531 | 567.9284 | 575.3434 | 578.2741 | 593.6634 | 605.2644 | 632.6047 | 652.9559 | 652.7738 | 668.6557 | 687.5191 | 703.6662 | 729.9521 | 750.2887 | 722.3075 | 699.2147 | 668.5202 | 631.5264 | 601.7902 | 565.5809 | 530.0774 | 501.4525 | 488.3198
10 | East Terrace | H366 | FY2024 | 367.8748 | 359.6844 | 342.7343 | 328.6368 | 321.6928 | 317.4084 | 313.812 | 311.3366 | 310.1538 | 315.026 | 321.9507 | 337.6608 | 362.7231 | 387.5955 | 424.4515 | 443.4498 | 470.0474 | 474.5368 | 487.8208 | 484.6101 | 496.9724 | 502.8839 | 519.5157 | 540.126 | 549.7516 | 551.4037 | 555.879 | 563.594 | 566.5247 | 583.7234 | 595.3243 | 625.3647 | 645.7159 | 647.4101 | 663.5733 | 686.1062 | 703.1328 | 731.5159 | 752.7496 | 723.6907 | 699.5279 | 667.7709 | 629.707 | 600.5773 | 564.9744 | 530.0774 | 501.4525 | 488.3198
10 | East Terrace | H366 | FY2025 | 368.324 | 360.1151 | 343.165 | 329.0822 | 322.1383 | 317.8538 | 314.2575 | 311.782 | 310.5993 | 315.4714 | 322.3961 | 337.062 | 362.4227 | 385.5967 | 422.6602 | 438.7639 | 465.369 | 467.2585 | 480.5424 | 475.1355 | 487.4978 | 491.8056 | 508.4374 | 530.2477 | 539.8733 | 540.5253 | 545.0007 | 552.8156 | 555.7464 | 574.7492 | 586.3501 | 618.6904 | 639.0416 | 641.9748 | 658.7095 | 684.9025 | 703.0759 | 733.8226 | 756.22 | 725.9279 | 700.4351 | 667.3515 | 627.9577 | 599.411 | 564.3913 | 530.0774 | 501.4525 | 488.3198
10 | East Terrace | H366 | FY2026 | 368.7907 | 360.6131 | 343.663 | 329.5552 | 322.6113 | 318.3268 | 314.7304 | 312.255 | 311.0722 | 315.9444 | 322.8691 | 336.351 | 362.0284 | 383.2167 | 420.5003 | 433.9222 | 460.5353 | 459.3247 | 472.6087 | 464.6955 | 477.0578 | 479.9718 | 496.6037 | 519.7139 | 529.3395 | 528.7916 | 533.2669 | 541.3819 | 544.3127 | 565.0085 | 576.6094 | 611.4498 | 631.801 | 636.2275 | 653.6169 | 683.8529 | 703.292 | 736.5224 | 760.2035 | 728.4568 | 701.5037 | 666.9542 | 626.1002 | 598.1727 | 563.7722 | 530.0774 | 501.4525 | 488.3198
10 | East Terrace | H366 | FY2027 | 369.2579 | 361.1362 | 344.1861 | 330.0336 | 323.0897 | 318.8052 | 315.2089 | 312.7334 | 311.5507 | 316.4228 | 323.3475 | 335.4374 | 361.4354 | 380.7403 | 418.2466 | 428.2892 | 454.9104 | 450.4999 | 463.7838 | 452.9595 | 465.3217 | 466.647 | 483.2788 | 507.6891 | 517.3147 | 515.4668 | 519.9421 | 528.257 | 531.1878 | 553.8712 | 565.4722 | 603.4125 | 623.7637 | 629.7048 | 647.8187 | 682.6672 | 703.4486 | 739.3396 | 764.3812 | 731.2053 | 702.713 | 666.6145 | 624.2212 | 596.9201 | 563.1459 | 530.0774 | 501.4525 | 488.3198
10 | East Terrace | H366 | FY2028 | 369.6658 | 361.513 | 344.563 | 330.4353 | 323.4913 | 319.2069 | 315.6105 | 313.1351 | 311.9523 | 316.8245 | 323.7492 | 334.7582 | 361.0252 | 378.512 | 416.2053 | 423.2331 | 449.8612 | 442.4506 | 455.7346 | 442.4164 | 454.7787 | 454.6977 | 471.3296 | 496.9398 | 506.5654 | 503.6175 | 508.0928 | 516.6078 | 519.5386 | 543.9289 | 555.5298 | 596.1701 | 616.5213 | 624.0309 | 642.9005 | 681.7943 | 703.85 | 742.1306 | 768.4619 | 733.9409 | 704.0091 | 666.4765 | 622.6438 | 595.8684 | 562.62 | 530.0774 | 501.4525 | 488.3198
11 | Northfield | H403 | FY2019 | 365.6213 | 357.4812 | 340.5311 | 326.3934 | 319.4494 | 315.1649 | 311.5686 | 309.0931 | 307.9104 | 312.7825 | 319.7073 | 341.1621 | 364.7215 | 398.878 | 434.6897 | 468.453 | 495.0127 | 514.1021 | 527.386 | 536.8653 | 549.2276 | 562.3492 | 578.981 | 593.4913 | 603.1169 | 610.469 | 614.9443 | 621.6593 | 624.59 | 632.9775 | 644.5785 | 661.3188 | 681.67 | 674.7476 | 689.1095 | 692.8977 | 705.2257 | 722.8247 | 739.2744 | 715.646 | 697.1046 | 670.9601 | 638.5177 | 606.4511 | 567.9113 | 530.0774 | 501.4525 | 488.3198
11 | Northfield | H403 | FY2020 | 365.9144 | 357.8137 | 340.8636 | 326.6943 | 319.7503 | 315.4659 | 311.8695 | 309.3941 | 308.2113 | 313.0835 | 320.0082 | 340.5278 | 364.2888 | 396.6816 | 432.6333 | 463.3355 | 489.9002 | 506.1896 | 519.4736 | 526.445 | 538.8073 | 550.5368 | 567.1686 | 582.7789 | 592.4044 | 598.7565 | 603.2318 | 610.1468 | 613.0776 | 623.2563 | 634.8573 | 654.0976 | 674.4488 | 669.0729 | 684.2961 | 692.138 | 705.716 | 725.8763 | 743.5874 | 718.5923 | 698.6771 | 671.1519 | 637.3358 | 605.6632 | 567.5173 | 530.0774 | 501.4525 | 488.3198
11 | Northfield | H403 | FY2021 | 366.3453 | 358.2372 | 341.2872 | 327.1238 | 320.1798 | 315.8953 | 312.299 | 309.8235 | 308.6408 | 313.5129 | 320.4377 | 339.8361 | 363.8848 | 394.372 | 430.5238 | 458.224 | 484.796 | 498.1854 | 511.4694 | 515.9423 | 528.3046 | 538.5325 | 555.1644 | 572.0746 | 581.7002 | 586.8523 | 591.3276 | 598.3426 | 601.2734 | 613.2537 | 624.8547 | 646.895 | 667.2462 | 663.6194 | 679.1489 | 690.7863 | 705.2252 | 727.3628 | 745.9512 | 720.0172 | 699.0644 | 670.503 | 635.6492 | 604.5388 | 566.9551 | 530.0774 | 501.4525 | 488.3198
11 | Northfield | H403 | FY2022 | 366.8863 | 358.6735 | 341.7234 | 327.6438 | 320.6998 | 316.4154 | 312.819 | 310.3435 | 309.1608 | 314.0329 | 320.9577 | 339.104 | 363.5011 | 392.2238 | 428.6176 | 453.4577 | 480.0385 | 490.4279 | 503.7119 | 505.7057 | 518.068 | 526.875 | 543.5069 | 561.6171 | 571.2427 | 575.2948 | 579.7701 | 586.9851 | 589.9159 | 603.5195 | 615.1205 | 639.7608 | 660.112 | 658.2895 | 674.0074 | 689.2201 | 704.519 | 728.6364 | 748.1046 | 721.178 | 699.1514 | 669.5346 | 633.6069 | 603.1773 | 566.2744 | 530.0774 | 501.4525 | 488.3198
11 | Northfield | H403 | FY2023 | 367.4031 | 359.255 | 342.3049 | 328.1735 | 321.2296 | 316.9451 | 313.3488 | 310.8733 | 309.6906 | 314.5627 | 321.4874 | 338.3676 | 363.1195 | 389.8821 | 426.5225 | 448.507 | 475.0968 | 482.5862 | 495.8702 | 495.2511 | 507.6134 | 514.8333 | 531.4652 | 550.8754 | 560.501 | 563.4531 | 567.9284 | 575.3434 | 578.2741 | 593.6634 | 605.2644 | 632.6047 | 652.9559 | 652.7738 | 668.6557 | 687.5191 | 703.6662 | 729.9521 | 750.2887 | 722.3075 | 699.2147 | 668.5202 | 631.5264 | 601.7902 | 565.5809 | 530.0774 | 501.4525 | 488.3198
11 | Northfield | H403 | FY2024 | 367.8748 | 359.6844 | 342.7343 | 328.6368 | 321.6928 | 317.4084 | 313.812 | 311.3366 | 310.1538 | 315.026 | 321.9507 | 337.6608 | 362.7231 | 387.5955 | 424.4515 | 443.4498 | 470.0474 | 474.5368 | 487.8208 | 484.6101 | 496.9724 | 502.8839 | 519.5157 | 540.126 | 549.7516 | 551.4037 | 555.879 | 563.594 | 566.5247 | 583.7234 | 595.3243 | 625.3647 | 645.7159 | 647.4101 | 663.5733 | 686.1062 | 703.1328 | 731.5159 | 752.7496 | 723.6907 | 699.5279 | 667.7709 | 629.707 | 600.5773 | 564.9744 | 530.0774 | 501.4525 | 488.3198
11 | Northfield | H403 | FY2025 | 368.324 | 360.1151 | 343.165 | 329.0822 | 322.1383 | 317.8538 | 314.2575 | 311.782 | 310.5993 | 315.4714 | 322.3961 | 337.062 | 362.4227 | 385.5967 | 422.6602 | 438.7639 | 465.369 | 467.2585 | 480.5424 | 475.1355 | 487.4978 | 491.8056 | 508.4374 | 530.2477 | 539.8733 | 540.5253 | 545.0007 | 552.8156 | 555.7464 | 574.7492 | 586.3501 | 618.6904 | 639.0416 | 641.9748 | 658.7095 | 684.9025 | 703.0759 | 733.8226 | 756.22 | 725.9279 | 700.4351 | 667.3515 | 627.9577 | 599.411 | 564.3913 | 530.0774 | 501.4525 | 488.3198
11 | Northfield | H403 | FY2026 | 368.7907 | 360.6131 | 343.663 | 329.5552 | 322.6113 | 318.3268 | 314.7304 | 312.255 | 311.0722 | 315.9444 | 322.8691 | 336.351 | 362.0284 | 383.2167 | 420.5003 | 433.9222 | 460.5353 | 459.3247 | 472.6087 | 464.6955 | 477.0578 | 479.9718 | 496.6037 | 519.7139 | 529.3395 | 528.7916 | 533.2669 | 541.3819 | 544.3127 | 565.0085 | 576.6094 | 611.4498 | 631.801 | 636.2275 | 653.6169 | 683.8529 | 703.292 | 736.5224 | 760.2035 | 728.4568 | 701.5037 | 666.9542 | 626.1002 | 598.1727 | 563.7722 | 530.0774 | 501.4525 | 488.3198
11 | Northfield | H403 | FY2027 | 369.2579 | 361.1362 | 344.1861 | 330.0336 | 323.0897 | 318.8052 | 315.2089 | 312.7334 | 311.5507 | 316.4228 | 323.3475 | 335.4374 | 361.4354 | 380.7403 | 418.2466 | 428.2892 | 454.9104 | 450.4999 | 463.7838 | 452.9595 | 465.3217 | 466.647 | 483.2788 | 507.6891 | 517.3147 | 515.4668 | 519.9421 | 528.257 | 531.1878 | 553.8712 | 565.4722 | 603.4125 | 623.7637 | 629.7048 | 647.8187 | 682.6672 | 703.4486 | 739.3396 | 764.3812 | 731.2053 | 702.713 | 666.6145 | 624.2212 | 596.9201 | 563.1459 | 530.0774 | 501.4525 | 488.3198
11 | Northfield | H403 | FY2028 | 369.6658 | 361.513 | 344.563 | 330.4353 | 323.4913 | 319.2069 | 315.6105 | 313.1351 | 311.9523 | 316.8245 | 323.7492 | 334.7582 | 361.0252 | 378.512 | 416.2053 | 423.2331 | 449.8612 | 442.4506 | 455.7346 | 442.4164 | 454.7787 | 454.6977 | 471.3296 | 496.9398 | 506.5654 | 503.6175 | 508.0928 | 516.6078 | 519.5386 | 543.9289 | 555.5298 | 596.1701 | 616.5213 | 624.0309 | 642.9005 | 681.7943 | 703.85 | 742.1306 | 768.4619 | 733.9409 | 704.0091 | 666.4765 | 622.6438 | 595.8684 | 562.62 | 530.0774 | 501.4525 | 488.3198
12 | Magill | H408 | FY2019 | 365.6213 | 357.4812 | 340.5311 | 326.3934 | 319.4494 | 315.1649 | 311.5686 | 309.0931 | 307.9104 | 312.7825 | 319.7073 | 341.1621 | 364.7215 | 398.878 | 434.6897 | 468.453 | 495.0127 | 514.1021 | 527.386 | 536.8653 | 549.2276 | 562.3492 | 578.981 | 593.4913 | 603.1169 | 610.469 | 614.9443 | 621.6593 | 624.59 | 632.9775 | 644.5785 | 661.3188 | 681.67 | 674.7476 | 689.1095 | 692.8977 | 705.2257 | 722.8247 | 739.2744 | 715.646 | 697.1046 | 670.9601 | 638.5177 | 606.4511 | 567.9113 | 530.0774 | 501.4525 | 488.3198
12 | Magill | H408 | FY2020 | 365.9144 | 357.8137 | 340.8636 | 326.6943 | 319.7503 | 315.4659 | 311.8695 | 309.3941 | 308.2113 | 313.0835 | 320.0082 | 340.5278 | 364.2888 | 396.6816 | 432.6333 | 463.3355 | 489.9002 | 506.1896 | 519.4736 | 526.445 | 538.8073 | 550.5368 | 567.1686 | 582.7789 | 592.4044 | 598.7565 | 603.2318 | 610.1468 | 613.0776 | 623.2563 | 634.8573 | 654.0976 | 674.4488 | 669.0729 | 684.2961 | 692.138 | 705.716 | 725.8763 | 743.5874 | 718.5923 | 698.6771 | 671.1519 | 637.3358 | 605.6632 | 567.5173 | 530.0774 | 501.4525 | 488.3198
12 | Magill | H408 | FY2021 | 366.3453 | 358.2372 | 341.2872 | 327.1238 | 320.1798 | 315.8953 | 312.299 | 309.8235 | 308.6408 | 313.5129 | 320.4377 | 339.8361 | 363.8848 | 394.372 | 430.5238 | 458.224 | 484.796 | 498.1854 | 511.4694 | 515.9423 | 528.3046 | 538.5325 | 555.1644 | 572.0746 | 581.7002 | 586.8523 | 591.3276 | 598.3426 | 601.2734 | 613.2537 | 624.8547 | 646.895 | 667.2462 | 663.6194 | 679.1489 | 690.7863 | 705.2252 | 727.3628 | 745.9512 | 720.0172 | 699.0644 | 670.503 | 635.6492 | 604.5388 | 566.9551 | 530.0774 | 501.4525 | 488.3198
12 | Magill | H408 | FY2022 | 366.8863 | 358.6735 | 341.7234 | 327.6438 | 320.6998 | 316.4154 | 312.819 | 310.3435 | 309.1608 | 314.0329 | 320.9577 | 339.104 | 363.5011 | 392.2238 | 428.6176 | 453.4577 | 480.0385 | 490.4279 | 503.7119 | 505.7057 | 518.068 | 526.875 | 543.5069 | 561.6171 | 571.2427 | 575.2948 | 579.7701 | 586.9851 | 589.9159 | 603.5195 | 615.1205 | 639.7608 | 660.112 | 658.2895 | 674.0074 | 689.2201 | 704.519 | 728.6364 | 748.1046 | 721.178 | 699.1514 | 669.5346 | 633.6069 | 603.1773 | 566.2744 | 530.0774 | 501.4525 | 488.3198
12 | Magill | H408 | FY2023 | 367.4031 | 359.255 | 342.3049 | 328.1735 | 321.2296 | 316.9451 | 313.3488 | 310.8733 | 309.6906 | 314.5627 | 321.4874 | 338.3676 | 363.1195 | 389.8821 | 426.5225 | 448.507 | 475.0968 | 482.5862 | 495.8702 | 495.2511 | 507.6134 | 514.8333 | 531.4652 | 550.8754 | 560.501 | 563.4531 | 567.9284 | 575.3434 | 578.2741 | 593.6634 | 605.2644 | 632.6047 | 652.9559 | 652.7738 | 668.6557 | 687.5191 | 703.6662 | 729.9521 | 750.2887 | 722.3075 | 699.2147 | 668.5202 | 631.5264 | 601.7902 | 565.5809 | 530.0774 | 501.4525 | 488.3198
12 | Magill | H408 | FY2024 | 367.8748 | 359.6844 | 342.7343 | 328.6368 | 321.6928 | 317.4084 | 313.812 | 311.3366 | 310.1538 | 315.026 | 321.9507 | 337.6608 | 362.7231 | 387.5955 | 424.4515 | 443.4498 | 470.0474 | 474.5368 | 487.8208 | 484.6101 | 496.9724 | 502.8839 | 519.5157 | 540.126 | 549.7516 | 551.4037 | 555.879 | 563.594 | 566.5247 | 583.7234 | 595.3243 | 625.3647 | 645.7159 | 647.4101 | 663.5733 | 686.1062 | 703.1328 | 731.5159 | 752.7496 | 723.6907 | 699.5279 | 667.7709 | 629.707 | 600.5773 | 564.9744 | 530.0774 | 501.4525 | 488.3198
12 | Magill | H408 | FY2025 | 368.324 | 360.1151 | 343.165 | 329.0822 | 322.1383 | 317.8538 | 314.2575 | 311.782 | 310.5993 | 315.4714 | 322.3961 | 337.062 | 362.4227 | 385.5967 | 422.6602 | 438.7639 | 465.369 | 467.2585 | 480.5424 | 475.1355 | 487.4978 | 491.8056 | 508.4374 | 530.2477 | 539.8733 | 540.5253 | 545.0007 | 552.8156 | 555.7464 | 574.7492 | 586.3501 | 618.6904 | 639.0416 | 641.9748 | 658.7095 | 684.9025 | 703.0759 | 733.8226 | 756.22 | 725.9279 | 700.4351 | 667.3515 | 627.9577 | 599.411 | 564.3913 | 530.0774 | 501.4525 | 488.3198
12 | Magill | H408 | FY2026 | 368.7907 | 360.6131 | 343.663 | 329.5552 | 322.6113 | 318.3268 | 314.7304 | 312.255 | 311.0722 | 315.9444 | 322.8691 | 336.351 | 362.0284 | 383.2167 | 420.5003 | 433.9222 | 460.5353 | 459.3247 | 472.6087 | 464.6955 | 477.0578 | 479.9718 | 496.6037 | 519.7139 | 529.3395 | 528.7916 | 533.2669 | 541.3819 | 544.3127 | 565.0085 | 576.6094 | 611.4498 | 631.801 | 636.2275 | 653.6169 | 683.8529 | 703.292 | 736.5224 | 760.2035 | 728.4568 | 701.5037 | 666.9542 | 626.1002 | 598.1727 | 563.7722 | 530.0774 | 501.4525 | 488.3198
12 | Magill | H408 | FY2027 | 369.2579 | 361.1362 | 344.1861 | 330.0336 | 323.0897 | 318.8052 | 315.2089 | 312.7334 | 311.5507 | 316.4228 | 323.3475 | 335.4374 | 361.4354 | 380.7403 | 418.2466 | 428.2892 | 454.9104 | 450.4999 | 463.7838 | 452.9595 | 465.3217 | 466.647 | 483.2788 | 507.6891 | 517.3147 | 515.4668 | 519.9421 | 528.257 | 531.1878 | 553.8712 | 565.4722 | 603.4125 | 623.7637 | 629.7048 | 647.8187 | 682.6672 | 703.4486 | 739.3396 | 764.3812 | 731.2053 | 702.713 | 666.6145 | 624.2212 | 596.9201 | 563.1459 | 530.0774 | 501.4525 | 488.3198
12 | Magill | H408 | FY2028 | 369.6658 | 361.513 | 344.563 | 330.4353 | 323.4913 | 319.2069 | 315.6105 | 313.1351 | 311.9523 | 316.8245 | 323.7492 | 334.7582 | 361.0252 | 378.512 | 416.2053 | 423.2331 | 449.8612 | 442.4506 | 455.7346 | 442.4164 | 454.7787 | 454.6977 | 471.3296 | 496.9398 | 506.5654 | 503.6175 | 508.0928 | 516.6078 | 519.5386 | 543.9289 | 555.5298 | 596.1701 | 616.5213 | 624.0309 | 642.9005 | 681.7943 | 703.85 | 742.1306 | 768.4619 | 733.9409 | 704.0091 | 666.4765 | 622.6438 | 595.8684 | 562.62 | 530.0774 | 501.4525 | 488.3198
13 | City West (ACR) | H579 | FY2019 | 365.6213 | 357.4812 | 340.5311 | 326.3934 | 319.4494 | 315.1649 | 311.5686 | 309.0931 | 307.9104 | 312.7825 | 319.7073 | 341.1621 | 364.7215 | 398.878 | 434.6897 | 468.453 | 495.0127 | 514.1021 | 527.386 | 536.8653 | 549.2276 | 562.3492 | 578.981 | 593.4913 | 603.1169 | 610.469 | 614.9443 | 621.6593 | 624.59 | 632.9775 | 644.5785 | 661.3188 | 681.67 | 674.7476 | 689.1095 | 692.8977 | 705.2257 | 722.8247 | 739.2744 | 715.646 | 697.1046 | 670.9601 | 638.5177 | 606.4511 | 567.9113 | 530.0774 | 501.4525 | 488.3198
13 | City West (ACR) | H579 | FY2020 | 365.9144 | 357.8137 | 340.8636 | 326.6943 | 319.7503 | 315.4659 | 311.8695 | 309.3941 | 308.2113 | 313.0835 | 320.0082 | 340.5278 | 364.2888 | 396.6816 | 432.6333 | 463.3355 | 489.9002 | 506.1896 | 519.4736 | 526.445 | 538.8073 | 550.5368 | 567.1686 | 582.7789 | 592.4044 | 598.7565 | 603.2318 | 610.1468 | 613.0776 | 623.2563 | 634.8573 | 654.0976 | 674.4488 | 669.0729 | 684.2961 | 692.138 | 705.716 | 725.8763 | 743.5874 | 718.5923 | 698.6771 | 671.1519 | 637.3358 | 605.6632 | 567.5173 | 530.0774 | 501.4525 | 488.3198
13 | City West (ACR) | H579 | FY2021 | 366.3453 | 358.2372 | 341.2872 | 327.1238 | 320.1798 | 315.8953 | 312.299 | 309.8235 | 308.6408 | 313.5129 | 320.4377 | 339.8361 | 363.8848 | 394.372 | 430.5238 | 458.224 | 484.796 | 498.1854 | 511.4694 | 515.9423 | 528.3046 | 538.5325 | 555.1644 | 572.0746 | 581.7002 | 586.8523 | 591.3276 | 598.3426 | 601.2734 | 613.2537 | 624.8547 | 646.895 | 667.2462 | 663.6194 | 679.1489 | 690.7863 | 705.2252 | 727.3628 | 745.9512 | 720.0172 | 699.0644 | 670.503 | 635.6492 | 604.5388 | 566.9551 | 530.0774 | 501.4525 | 488.3198
13 | City West (ACR) | H579 | FY2022 | 366.8863 | 358.6735 | 341.7234 | 327.6438 | 320.6998 | 316.4154 | 312.819 | 310.3435 | 309.1608 | 314.0329 | 320.9577 | 339.104 | 363.5011 | 392.2238 | 428.6176 | 453.4577 | 480.0385 | 490.4279 | 503.7119 | 505.7057 | 518.068 | 526.875 | 543.5069 | 561.6171 | 571.2427 | 575.2948 | 579.7701 | 586.9851 | 589.9159 | 603.5195 | 615.1205 | 639.7608 | 660.112 | 658.2895 | 674.0074 | 689.2201 | 704.519 | 728.6364 | 748.1046 | 721.178 | 699.1514 | 669.5346 | 633.6069 | 603.1773 | 566.2744 | 530.0774 | 501.4525 | 488.3198
13 | City West (ACR) | H579 | FY2023 | 367.4031 | 359.255 | 342.3049 | 328.1735 | 321.2296 | 316.9451 | 313.3488 | 310.8733 | 309.6906 | 314.5627 | 321.4874 | 338.3676 | 363.1195 | 389.8821 | 426.5225 | 448.507 | 475.0968 | 482.5862 | 495.8702 | 495.2511 | 507.6134 | 514.8333 | 531.4652 | 550.8754 | 560.501 | 563.4531 | 567.9284 | 575.3434 | 578.2741 | 593.6634 | 605.2644 | 632.6047 | 652.9559 | 652.7738 | 668.6557 | 687.5191 | 703.6662 | 729.9521 | 750.2887 | 722.3075 | 699.2147 | 668.5202 | 631.5264 | 601.7902 | 565.5809 | 530.0774 | 501.4525 | 488.3198
13 | City West (ACR) | H579 | FY2024 | 367.8748 | 359.6844 | 342.7343 | 328.6368 | 321.6928 | 317.4084 | 313.812 | 311.3366 | 310.1538 | 315.026 | 321.9507 | 337.6608 | 362.7231 | 387.5955 | 424.4515 | 443.4498 | 470.0474 | 474.5368 | 487.8208 | 484.6101 | 496.9724 | 502.8839 | 519.5157 | 540.126 | 549.7516 | 551.4037 | 555.879 | 563.594 | 566.5247 | 583.7234 | 595.3243 | 625.3647 | 645.7159 | 647.4101 | 663.5733 | 686.1062 | 703.1328 | 731.5159 | 752.7496 | 723.6907 | 699.5279 | 667.7709 | 629.707 | 600.5773 | 564.9744 | 530.0774 | 501.4525 | 488.3198
13 | City West (ACR) | H579 | FY2025 | 368.324 | 360.1151 | 343.165 | 329.0822 | 322.1383 | 317.8538 | 314.2575 | 311.782 | 310.5993 | 315.4714 | 322.3961 | 337.062 | 362.4227 | 385.5967 | 422.6602 | 438.7639 | 465.369 | 467.2585 | 480.5424 | 475.1355 | 487.4978 | 491.8056 | 508.4374 | 530.2477 | 539.8733 | 540.5253 | 545.0007 | 552.8156 | 555.7464 | 574.7492 | 586.3501 | 618.6904 | 639.0416 | 641.9748 | 658.7095 | 684.9025 | 703.0759 | 733.8226 | 756.22 | 725.9279 | 700.4351 | 667.3515 | 627.9577 | 599.411 | 564.3913 | 530.0774 | 501.4525 | 488.3198
13 | City West (ACR) | H579 | FY2026 | 368.7907 | 360.6131 | 343.663 | 329.5552 | 322.6113 | 318.3268 | 314.7304 | 312.255 | 311.0722 | 315.9444 | 322.8691 | 336.351 | 362.0284 | 383.2167 | 420.5003 | 433.9222 | 460.5353 | 459.3247 | 472.6087 | 464.6955 | 477.0578 | 479.9718 | 496.6037 | 519.7139 | 529.3395 | 528.7916 | 533.2669 | 541.3819 | 544.3127 | 565.0085 | 576.6094 | 611.4498 | 631.801 | 636.2275 | 653.6169 | 683.8529 | 703.292 | 736.5224 | 760.2035 | 728.4568 | 701.5037 | 666.9542 | 626.1002 | 598.1727 | 563.7722 | 530.0774 | 501.4525 | 488.3198
13 | City West (ACR) | H579 | FY2027 | 369.2579 | 361.1362 | 344.1861 | 330.0336 | 323.0897 | 318.8052 | 315.2089 | 312.7334 | 311.5507 | 316.4228 | 323.3475 | 335.4374 | 361.4354 | 380.7403 | 418.2466 | 428.2892 | 454.9104 | 450.4999 | 463.7838 | 452.9595 | 465.3217 | 466.647 | 483.2788 | 507.6891 | 517.3147 | 515.4668 | 519.9421 | 528.257 | 531.1878 | 553.8712 | 565.4722 | 603.4125 | 623.7637 | 629.7048 | 647.8187 | 682.6672 | 703.4486 | 739.3396 | 764.3812 | 731.2053 | 702.713 | 666.6145 | 624.2212 | 596.9201 | 563.1459 | 530.0774 | 501.4525 | 488.3198
13 | City West (ACR) | H579 | FY2028 | 369.6658 | 361.513 | 344.563 | 330.4353 | 323.4913 | 319.2069 | 315.6105 | 313.1351 | 311.9523 | 316.8245 | 323.7492 | 334.7582 | 361.0252 | 378.512 | 416.2053 | 423.2331 | 449.8612 | 442.4506 | 455.7346 | 442.4164 | 454.7787 | 454.6977 | 471.3296 | 496.9398 | 506.5654 | 503.6175 | 508.0928 | 516.6078 | 519.5386 | 543.9289 | 555.5298 | 596.1701 | 616.5213 | 624.0309 | 642.9005 | 681.7943 | 703.85 | 742.1306 | 768.4619 | 733.9409 | 704.0091 | 666.4765 | 622.6438 | 595.8684 | 562.62 | 530.0774 | 501.4525 | 488.3198
14 | Hummocks | T395 | FY2019 | 9.7888 | 9.3793 | 8.9053 | 8.5974 | 8.3876 | 8.2914 | 7.9452 | 8.1622 | 8.2742 | 8.69 | 9.0449 | 9.4134 | 10.019 | 10.3739 | 11.3509 | 11.7065 | 11.7743 | 11.6463 | 11.7522 | 11.8948 | 11.8982 | 12.5338 | 11.2969 | 11.0821 | 11.0015 | 11.0629 | 10.5467 | 10.7214 | 10.5657 | 10.5907 | 10.6727 | 10.876 | 11.2667 | 12.3608 | 12.451 | 13.0993 | 13.2839 | 13.9 | 14.032 | 14.0479 | 14.0522 | 13.8323 | 13.4206 | 12.9217 | 12.5705 | 11.9944 | 11.4231 | 12.3055
14 | Hummocks | T395 | FY2020 | 9.7945 | 9.3849 | 8.9109 | 8.603 | 8.3932 | 8.297 | 7.9508 | 8.1678 | 8.2798 | 8.6956 | 9.0505 | 9.4108 | 10.0203 | 10.3777 | 11.3573 | 11.6155 | 11.6834 | 11.5554 | 11.6613 | 11.6039 | 11.6073 | 12.2429 | 11.006 | 10.8912 | 10.8107 | 10.772 | 10.2558 | 10.4305 | 10.2749 | 10.3999 | 10.4818 | 10.7852 | 11.1758 | 12.2656 | 12.3451 | 12.9826 | 13.1639 | 13.8768 | 14.0057 | 14.0227 | 14.0279 | 13.8092 | 13.3984 | 12.907 | 12.5631 | 11.9944 | 11.4231 | 12.3055
14 | Hummocks | T395 | FY2021 | 9.8026 | 9.3922 | 8.9182 | 8.611 | 8.4012 | 8.305 | 7.9588 | 8.1758 | 8.2878 | 8.7036 | 9.0585 | 9.3073 | 9.922 | 10.2831 | 11.2664 | 11.5283 | 11.5963 | 11.3683 | 11.4742 | 11.417 | 11.4204 | 11.9558 | 10.7189 | 10.6041 | 10.5235 | 10.5849 | 10.0687 | 10.1434 | 9.9878 | 10.213 | 10.2949 | 10.5983 | 10.9889 | 12.179 | 12.2368 | 12.9524 | 13.1223 | 13.8241 | 13.9419 | 13.9669 | 13.9803 | 13.7698 | 13.3672 | 12.8861 | 12.5527 | 11.9944 | 11.4231 | 12.3055
14 | Hummocks | T395 | FY2022 | 9.8127 | 9.3996 | 8.9256 | 8.6205 | 8.4107 | 8.3145 | 7.9683 | 8.1853 | 8.2973 | 8.7131 | 9.068 | 9.303 | 9.9242 | 10.2895 | 11.2773 | 11.3436 | 11.4118 | 11.1838 | 11.2897 | 11.133 | 11.1364 | 11.7712 | 10.5344 | 10.4195 | 10.339 | 10.3003 | 9.7842 | 9.9588 | 9.8032 | 9.929 | 10.0109 | 10.4143 | 10.8049 | 12.0905 | 12.1269 | 12.9209 | 13.0817 | 13.7748 | 13.8839 | 13.9135 | 13.9321 | 13.7272 | 13.3297 | 12.8612 | 12.5402 | 11.9944 | 11.4231 | 12.3055
14 | Hummocks | T395 | FY2023 | 9.8221 | 9.4096 | 8.9356 | 8.6301 | 8.4203 | 8.3241 | 7.9779 | 8.1949 | 8.3069 | 8.7227 | 9.0776 | 9.2988 | 9.9263 | 10.196 | 11.1882 | 11.2589 | 11.3273 | 10.9993 | 11.1052 | 10.9484 | 10.9518 | 11.4867 | 10.2499 | 10.1351 | 10.0545 | 10.0159 | 9.4997 | 9.6744 | 9.5187 | 9.7444 | 9.8263 | 10.2297 | 10.6203 | 12.0015 | 12.017 | 12.8897 | 13.0419 | 13.7268 | 13.8277 | 13.862 | 13.8852 | 13.685 | 13.2921 | 12.8361 | 12.5277 | 11.9944 | 11.4231 | 12.3055
14 | Hummocks | T395 | FY2024 | 9.8306 | 9.4167 | 8.9427 | 8.6383 | 8.4285 | 8.3323 | 7.9861 | 8.2031 | 8.3151 | 8.7309 | 9.0858 | 9.2951 | 9.9281 | 10.1016 | 11.0976 | 11.1721 | 11.2406 | 10.8126 | 10.9185 | 10.762 | 10.7654 | 11.2001 | 9.9632 | 9.9484 | 9.8678 | 9.7292 | 9.213 | 9.3877 | 9.232 | 9.558 | 9.64 | 10.0433 | 10.434 | 11.9116 | 11.9084 | 12.7623 | 12.9064 | 13.6836 | 13.7767 | 13.8154 | 13.8433 | 13.648 | 13.2598 | 12.8146 | 12.5169 | 11.9944 | 11.4231 | 12.3055
14 | Hummocks | T395 | FY2025 | 9.8386 | 9.4234 | 8.9494 | 8.646 | 8.4362 | 8.34 | 7.9938 | 8.2108 | 8.3228 | 8.7386 | 9.0935 | 9.2917 | 9.9299 | 10.1068 | 11.1064 | 11.0844 | 11.1531 | 10.6251 | 10.7309 | 10.4747 | 10.4781 | 10.9125 | 9.6757 | 9.6608 | 9.5803 | 9.5416 | 9.0255 | 9.2001 | 9.0445 | 9.3707 | 9.4527 | 9.9561 | 10.3467 | 11.8238 | 11.8004 | 12.7339 | 12.8678 | 13.635 | 13.7181 | 13.7638 | 13.7987 | 13.6107 | 13.2297 | 12.7945 | 12.5068 | 11.9944 | 11.4231 | 12.3055
14 | Hummocks | T395 | FY2026 | 9.8467 | 9.4313 | 8.9573 | 8.6541 | 8.4443 | 8.3481 | 8.0019 | 8.2189 | 8.3309 | 8.7467 | 9.1016 | 9.2881 | 9.9317 | 10.0122 | 11.0156 | 10.8973 | 10.9661 | 10.4381 | 10.544 | 10.2878 | 10.2912 | 10.7256 | 9.4887 | 9.4739 | 9.3933 | 9.2547 | 8.7385 | 8.9132 | 8.7575 | 9.0839 | 9.1658 | 9.7692 | 10.1598 | 11.7326 | 11.692 | 12.7081 | 12.8351 | 13.5958 | 13.6724 | 13.7215 | 13.76 | 13.5755 | 13.198 | 12.7734 | 12.4963 | 11.9944 | 11.4231 | 12.3055
14 | Hummocks | T395 | FY2027 | 9.8546 | 9.4394 | 8.9654 | 8.6621 | 8.4523 | 8.3561 | 8.0099 | 8.2269 | 8.3389 | 8.7547 | 9.1096 | 9.2845 | 9.9334 | 10.0176 | 11.0248 | 10.8102 | 10.8791 | 10.2511 | 10.357 | 10.0007 | 10.0041 | 10.4385 | 9.2017 | 9.1868 | 9.1063 | 8.9676 | 8.4515 | 8.6261 | 8.4705 | 8.8968 | 8.9787 | 9.5821 | 9.9727 | 11.6414 | 11.5837 | 12.6824 | 12.8026 | 13.5568 | 13.6269 | 13.6796 | 13.7216 | 13.5406 | 13.1666 | 12.7524 | 12.4858 | 11.9944 | 11.4231 | 12.3055
14 | Hummocks | T395 | FY2028 | 9.8614 | 9.4448 | 8.9708 | 8.6686 | 8.4588 | 8.3626 | 8.0164 | 8.2334 | 8.3454 | 8.7612 | 9.1161 | 9.2816 | 9.9349 | 9.922 | 10.9322 | 10.7206 | 10.7896 | 10.0616 | 10.1675 | 9.8115 | 9.8149 | 10.1491 | 8.9122 | 8.8974 | 8.8168 | 8.6782 | 8.162 | 8.3367 | 8.1811 | 8.6076 | 8.6896 | 9.3929 | 9.7835 | 11.5507 | 11.4769 | 12.5593 | 12.6719 | 13.5186 | 13.5812 | 13.6387 | 13.6858 | 13.51 | 13.141 | 12.7354 | 12.4773 | 11.9944 | 11.4231 | 12.3055
15 | Kadina East | T457 | FY2019 | 14.3226 | 13.1697 | 11.8038 | 10.9898 | 10.7971 | 10.7346 | 10.0383 | 9.6252 | 9.4962 | 9.5861 | 9.7064 | 10.0882 | 10.4061 | 10.6285 | 11.5835 | 12.2164 | 13.407 | 14.0303 | 14.3415 | 14.5516 | 14.9123 | 15.3072 | 15.6928 | 16.2586 | 16.6089 | 16.7657 | 17.0253 | 17.3283 | 17.5769 | 18.0036 | 18.6048 | 19.4528 | 20.2404 | 22.1688 | 23.2424 | 23.9834 | 25.5459 | 25.5431 | 25.4803 | 25.7861 | 25.7321 | 25.0066 | 23.3875 | 21.336 | 19.5016 | 18.2489 | 17.6962 | 19.575
15 | Kadina East | T457 | FY2020 | 14.3328 | 13.1808 | 11.8148 | 11.0001 | 10.8074 | 10.7449 | 10.0486 | 9.6356 | 9.5066 | 9.5964 | 9.7167 | 9.9836 | 10.3084 | 10.4355 | 11.3953 | 11.833 | 13.0237 | 13.447 | 13.7583 | 13.7682 | 14.1289 | 14.4239 | 14.8095 | 15.4753 | 15.8257 | 15.8824 | 16.142 | 16.4451 | 16.6937 | 17.2201 | 17.8213 | 18.9693 | 19.7569 | 21.8447 | 22.9317 | 23.8857 | 25.4747 | 25.599 | 25.5632 | 25.8383 | 25.7534 | 24.9969 | 23.3469 | 21.3089 | 19.488 | 18.2489 | 17.6962 | 19.575
15 | Kadina East | T457 | FY2021 | 14.3476 | 13.1959 | 11.8299 | 11.015 | 10.8223 | 10.7598 | 10.0634 | 9.6504 | 9.5214 | 9.6113 | 9.7316 | 9.9769 | 10.3118 | 10.2455 | 11.2123 | 11.4568 | 12.6478 | 12.8711 | 13.1823 | 12.9922 | 13.3529 | 13.548 | 13.9336 | 14.5994 | 14.9497 | 15.0065 | 15.2661 | 15.5691 | 15.8178 | 16.5441 | 17.1453 | 18.3934 | 19.1809 | 21.4993 | 22.6162 | 23.8999 | 25.5381 | 25.7121 | 25.7261 | 25.9459 | 25.8057 | 24.9939 | 23.2886 | 21.27 | 19.4686 | 18.2489 | 17.6962 | 19.575
15 | Kadina East | T457 | FY2022 | 14.3663 | 13.2117 | 11.8458 | 11.0331 | 10.8404 | 10.778 | 10.0816 | 9.6686 | 9.5396 | 9.6294 | 9.7497 | 9.9688 | 10.3158 | 10.1578 | 11.133 | 11.0859 | 12.2772 | 12.3005 | 12.6117 | 12.2221 | 12.5828 | 12.6774 | 13.063 | 13.8288 | 14.1791 | 14.1359 | 14.3955 | 14.6985 | 14.9471 | 15.7742 | 16.3754 | 17.8234 | 18.611 | 21.0482 | 22.1973 | 23.8127 | 25.5066 | 25.8369 | 25.9072 | 26.0635 | 25.8602 | 24.9857 | 23.2173 | 21.2225 | 19.4448 | 18.2489 | 17.6962 | 19.575
15 | Kadina East | T457 | FY2023 | 14.3844 | 13.2328 | 11.8668 | 11.0518 | 10.8591 | 10.7966 | 10.1002 | 9.6872 | 9.5582 | 9.6481 | 9.7684 | 9.8605 | 10.22 | 9.9704 | 10.9543 | 10.7158 | 11.9074 | 11.6307 | 11.9419 | 11.4517 | 11.8124 | 11.8076 | 12.1932 | 13.059 | 13.4093 | 13.2661 | 13.5257 | 13.8287 | 14.0773 | 15.0037 | 15.6049 | 17.2529 | 18.0405 | 20.6701 | 21.8779 | 23.7515 | 25.5281 | 25.9418 | 26.0955 | 26.262 | 25.9683 | 25.0029 | 23.1441 | 21.1737 | 19.4204 | 18.2489 | 17.6962 | 19.575
15 | Kadina East | T457 | FY2024 | 14.401 | 13.2487 | 11.8827 | 11.0682 | 10.8756 | 10.8131 | 10.1167 | 9.7037 | 9.5747 | 9.6645 | 9.7848 | 9.8532 | 10.2237 | 9.7815 | 10.7731 | 10.3422 | 11.5341 | 11.0574 | 11.3686 | 10.5786 | 10.9393 | 10.9343 | 11.3199 | 12.1857 | 12.536 | 12.3928 | 12.6524 | 12.9554 | 13.204 | 14.3306 | 14.9318 | 16.7798 | 17.5674 | 20.2153 | 21.4607 | 23.6716 | 25.5071 | 26.0805 | 26.2938 | 26.3943 | 26.0349 | 25.0039 | 23.0794 | 21.1306 | 19.3989 | 18.2489 | 17.6962 | 19.575
15 | Kadina East | T457 | FY2025 | 14.4164 | 13.2629 | 11.8969 | 11.0834 | 10.8908 | 10.8283 | 10.1319 | 9.7189 | 9.5899 | 9.6797 | 9.8 | 9.8464 | 10.2271 | 9.5918 | 10.5905 | 9.9666 | 11.1587 | 10.482 | 10.7933 | 9.9035 | 10.2641 | 10.0589 | 10.4445 | 11.5103 | 11.8607 | 11.5174 | 11.777 | 12.18 | 12.4287 | 13.6555 | 14.2567 | 16.2047 | 16.9923 | 19.904 | 21.1449 | 23.5508 | 25.4014 | 26.0904 | 26.3193 | 26.3983 | 26.0176 | 24.9656 | 23.0197 | 21.0908 | 19.379 | 18.2489 | 17.6962 | 19.575
15 | Kadina East | T457 | FY2026 | 14.4325 | 13.2797 | 11.9137 | 11.0996 | 10.907 | 10.8445 | 10.1481 | 9.7351 | 9.6061 | 9.696 | 9.8163 | 9.7391 | 10.1307 | 9.4028 | 10.409 | 9.5926 | 10.785 | 9.9083 | 10.2195 | 9.1296 | 9.4903 | 9.1852 | 9.5708 | 10.7366 | 11.0869 | 10.6437 | 10.9033 | 11.3063 | 11.5549 | 12.8816 | 13.4828 | 15.7308 | 16.5184 | 19.5779 | 20.828 | 23.4427 | 25.3235 | 26.1432 | 26.4029 | 26.4452 | 26.0277 | 24.9387 | 22.956 | 21.0483 | 19.3577 | 18.2489 | 17.6962 | 19.575
15 | Kadina East | T457 | FY2027 | 14.4485 | 13.2971 | 11.9311 | 11.1159 | 10.9232 | 10.8608 | 10.1644 | 9.7514 | 9.6224 | 9.7122 | 9.8325 | 9.7319 | 10.1343 | 9.2138 | 10.2276 | 9.1187 | 10.3113 | 9.2347 | 9.5459 | 8.2557 | 8.6163 | 8.2116 | 8.5971 | 9.763 | 10.1133 | 9.67 | 9.9296 | 10.3327 | 10.5813 | 12.0076 | 12.6088 | 15.0568 | 15.8444 | 19.1538 | 20.4111 | 23.3326 | 25.2415 | 26.1901 | 26.4787 | 26.4863 | 26.0339 | 24.9097 | 22.8921 | 21.0057 | 19.3364 | 18.2489 | 17.6962 | 19.575
15 | Kadina East | T457 | FY2028 | 14.4623 | 13.3095 | 11.9435 | 11.1295 | 10.9368 | 10.8743 | 10.178 | 9.7649 | 9.636 | 9.7258 | 9.8461 | 9.6258 | 10.0374 | 9.023 | 10.0431 | 8.7404 | 9.9333 | 8.6567 | 8.9679 | 7.4779 | 7.8386 | 7.3336 | 7.7191 | 8.985 | 9.3353 | 8.792 | 9.0516 | 9.4547 | 9.7033 | 11.3299 | 11.9311 | 14.4791 | 15.2667 | 18.8295 | 20.0969 | 23.2282 | 25.1649 | 26.2416 | 26.5583 | 26.5325 | 26.0468 | 24.8897 | 22.8388 | 20.9702 | 19.3187 | 18.2489 | 17.6962 | 19.575
16 | Kanmantoo | T272 | FY2019 | 0.72598 | 0.62904 | 0.53204 | 0.469 | 0.43825 | 0.45693 | 0.41332 | 0.41382 | 0.40256 | 0.41124 | 0.44157 | 0.55971 | 0.66241 | 0.72199 | 0.71321 | 0.50566 | 0.38184 | 0.38316 | 0.47511 | 0.57733 | 0.57593 | 0.63832 | 0.68321 | 0.63776 | 0.70858 | 0.83916 | 0.85776 | 0.89074 | 0.92899 | 0.91574 | 0.9444 | 1.0951 | 1.1782 | 1.3242 | 1.4133 | 1.491 | 1.5579 | 1.6117 | 1.6193 | 1.5421 | 1.5254 | 1.5245 | 1.4895 | 1.3531 | 1.213 | 1.0976 | 1.0534 | 1.3226
16 | Kanmantoo | T272 | FY2020 | 0.72663 | 0.62976 | 0.53276 | 0.46966 | 0.43891 | 0.45759 | 0.41398 | 0.41448 | 0.40322 | 0.4119 | 0.44223 | 0.55942 | 0.66256 | 0.72244 | 0.71397 | 0.50671 | 0.38291 | 0.38423 | 0.47618 | 0.47838 | 0.47698 | 0.53939 | 0.58428 | 0.63882 | 0.70965 | 0.74022 | 0.75882 | 0.79181 | 0.83005 | 0.81679 | 0.84545 | 0.99619 | 1.0792 | 1.322 | 1.4126 | 1.4919 | 1.5612 | 1.6174 | 1.6275 | 1.5476 | 1.5282 | 1.5246 | 1.4869 | 1.3514 | 1.2121 | 1.0976 | 1.0534 | 1.3226
16 | Kanmantoo | T272 | FY2021 | 0.72757 | 0.63074 | 0.53375 | 0.47061 | 0.43986 | 0.45854 | 0.41493 | 0.41543 | 0.40417 | 0.41285 | 0.44318 | 0.559 | 0.66277 | 0.72308 | 0.71505 | 0.50824 | 0.38445 | 0.28577 | 0.37772 | 0.37991 | 0.37851 | 0.44093 | 0.48582 | 0.54037 | 0.61119 | 0.64176 | 0.66036 | 0.79335 | 0.83159 | 0.81832 | 0.84698 | 0.99772 | 1.0808 | 1.2182 | 1.3116 | 1.4937 | 1.5671 | 1.6274 | 1.6415 | 1.5572 | 1.5334 | 1.5253 | 1.4832 | 1.3489 | 1.2109 | 1.0976 | 1.0534 | 1.3226
16 | Kanmantoo | T272 | FY2022 | 0.72876 | 0.63178 | 0.53479 | 0.47178 | 0.44102 | 0.45971 | 0.4161 | 0.41659 | 0.40534 | 0.41402 | 0.44434 | 0.55848 | 0.66303 | 0.72387 | 0.71638 | 0.4101 | 0.28634 | 0.28766 | 0.37961 | 0.38183 | 0.38043 | 0.44281 | 0.4877 | 0.54225 | 0.61308 | 0.64365 | 0.66225 | 0.69524 | 0.73348 | 0.72024 | 0.7489 | 0.89964 | 0.98269 | 1.214 | 1.3104 | 1.4954 | 1.5732 | 1.638 | 1.6566 | 1.5674 | 1.5387 | 1.5257 | 1.4786 | 1.3459 | 1.2094 | 1.0976 | 1.0534 | 1.3226
16 | Kanmantoo | T272 | FY2023 | 0.72992 | 0.63316 | 0.53616 | 0.47298 | 0.44222 | 0.46091 | 0.4173 | 0.41779 | 0.40654 | 0.41522 | 0.44554 | 0.55794 | 0.6633 | 0.72468 | 0.71775 | 0.41203 | 0.28828 | 0.1896 | 0.28155 | 0.28374 | 0.28234 | 0.34476 | 0.38965 | 0.4442 | 0.51502 | 0.5456 | 0.5642 | 0.59718 | 0.63543 | 0.72214 | 0.7508 | 0.90154 | 0.98459 | 1.2098 | 1.3091 | 1.4971 | 1.5795 | 1.6489 | 1.6721 | 1.5778 | 1.5441 | 1.526 | 1.4739 | 1.3427 | 1.2078 | 1.0976 | 1.0534 | 1.3226
16 | Kanmantoo | T272 | FY2024 | 0.73099 | 0.63421 | 0.53721 | 0.47404 | 0.44329 | 0.46197 | 0.41837 | 0.41886 | 0.40761 | 0.41629 | 0.44661 | 0.55746 | 0.66354 | 0.7254 | 0.71897 | 0.41374 | 0.29001 | 0.19133 | 0.28328 | 0.28547 | 0.28407 | 0.24649 | 0.29138 | 0.34593 | 0.41675 | 0.44732 | 0.46592 | 0.49891 | 0.53715 | 0.62387 | 0.65253 | 0.90328 | 0.98632 | 1.2054 | 1.308 | 1.4992 | 1.5862 | 1.6603 | 1.6882 | 1.5888 | 1.55 | 1.5269 | 1.4697 | 1.3399 | 1.2064 | 1.0976 | 1.0534 | 1.3226
16 | Kanmantoo | T272 | FY2025 | 0.732 | 0.63518 | 0.53818 | 0.47505 | 0.44429 | 0.46298 | 0.41937 | 0.41986 | 0.40861 | 0.41729 | 0.44761 | 0.55702 | 0.66376 | 0.62608 | 0.62011 | 0.31534 | 0.19163 | 0.092952 | 0.1849 | 0.1871 | 0.1857 | 0.24811 | 0.293 | 0.34755 | 0.41837 | 0.44895 | 0.46755 | 0.50053 | 0.53878 | 0.6255 | 0.65416 | 0.8049 | 0.88795 | 1.103 | 1.207 | 1.4995 | 1.5891 | 1.6658 | 1.6964 | 1.594 | 1.5521 | 1.526 | 1.4658 | 1.3373 | 1.2051 | 1.0976 | 1.0534 | 1.3226
16 | Kanmantoo | T272 | FY2026 | 0.73306 | 0.63632 | 0.53932 | 0.47612 | 0.44536 | 0.46405 | 0.42044 | 0.42093 | 0.40968 | 0.41836 | 0.44868 | 0.45654 | 0.564 | 0.6268 | 0.62134 | 0.31706 | 0.19337 | 0.094688 | 0.18664 | 0.088816 | 0.087416 | 0.14985 | 0.19474 | 0.24928 | 0.32011 | 0.35068 | 0.36928 | 0.40227 | 0.44051 | 0.52722 | 0.55588 | 0.80662 | 0.88967 | 1.0998 | 1.2059 | 1.5004 | 1.5935 | 1.6737 | 1.7078 | 1.6015 | 1.5557 | 1.5257 | 1.4616 | 1.3345 | 1.2037 | 1.0976 | 1.0534 | 1.3226
16 | Kanmantoo | T272 | FY2027 | 0.73411 | 0.63751 | 0.54052 | 0.4772 | 0.44644 | 0.46513 | 0.42152 | 0.42202 | 0.41076 | 0.41944 | 0.44976 | 0.45606 | 0.56424 | 0.62754 | 0.62258 | 0.3188 | 0.19512 | -0.0035559 | 0.088394 | 0.090544 | 0.089144 | 0.051602 | 0.096492 | 0.15104 | 0.22186 | 0.25244 | 0.27104 | 0.30402 | 0.34227 | 0.42894 | 0.45761 | 0.70835 | 0.79139 | 1.0967 | 1.2047 | 1.5013 | 1.5977 | 1.6814 | 1.719 | 1.6089 | 1.5592 | 1.5253 | 1.4573 | 1.3317 | 1.2023 | 1.0976 | 1.0534 | 1.3226
16 | Kanmantoo | T272 | FY2028 | 0.73504 | 0.63838 | 0.54139 | 0.47812 | 0.44736 | 0.46605 | 0.42244 | 0.42293 | 0.41168 | 0.42036 | 0.45068 | 0.45565 | 0.56445 | 0.62815 | 0.62362 | 0.22027 | 0.096606 | -0.0020736 | 0.089876 | -0.0079625 | -0.0093625 | -0.046916 | -0.0020256 | 0.15252 | 0.22335 | 0.15392 | 0.17252 | 0.30551 | 0.34375 | 0.43044 | 0.4591 | 0.70984 | 0.79289 | 1.0936 | 1.2038 | 1.5025 | 1.6023 | 1.6893 | 1.7302 | 1.6164 | 1.5631 | 1.5254 | 1.4537 | 1.3293 | 1.2011 | 1.0976 | 1.0534 | 1.3226
17 | Keith | T140 | FY2019 | 16.1857 | 15.414 | 14.5377 | 13.7976 | 13.4562 | 13.3188 | 13.0279 | 12.9796 | 13.0329 | 13.2387 | 13.461 | 13.8792 | 14.6435 | 15.0596 | 15.1436 | 14.6789 | 14.2977 | 13.8581 | 13.51 | 13.3417 | 13.2135 | 13.5015 | 13.7726 | 14.1197 | 13.3295 | 12.4328 | 12.4609 | 14.0811 | 13.1932 | 13.5079 | 17.131 | 17.7396 | 18.1791 | 18.6477 | 18.866 | 20.5894 | 19.2419 | 16.7935 | 19.5398 | 22.7864 | 21.8467 | 20.7853 | 19.5165 | 18.3827 | 17.4854 | 16.7457 | 16.273 | 18.7012
17 | Keith | T140 | FY2020 | 16.1947 | 15.424 | 14.5477 | 13.8068 | 13.4654 | 13.328 | 13.0371 | 12.9889 | 13.0422 | 13.2479 | 13.4703 | 13.7751 | 14.5456 | 14.9658 | 15.0542 | 14.4938 | 14.1127 | 13.6731 | 13.325 | 13.1565 | 13.0283 | 13.2165 | 13.4876 | 13.7347 | 12.9445 | 12.1478 | 12.1759 | 13.7961 | 12.9082 | 13.2227 | 16.8458 | 17.4544 | 17.8939 | 18.4538 | 18.6244 | 20.5638 | 19.2445 | 16.8245 | 19.5993 | 22.878 | 21.9064 | 20.8128 | 19.5121 | 18.3585 | 17.4733 | 16.7457 | 16.273 | 18.7012
17 | Keith | T140 | FY2021 | 16.208 | 15.4373 | 14.561 | 13.8201 | 13.4787 | 13.3413 | 13.0504 | 13.0021 | 13.0554 | 13.2612 | 13.4835 | 13.7692 | 14.5486 | 14.9748 | 15.0693 | 14.415 | 14.0341 | 13.4946 | 13.1465 | 12.978 | 12.8497 | 13.038 | 13.3091 | 13.3562 | 12.566 | 11.6693 | 11.6974 | 13.4176 | 12.5297 | 12.9441 | 16.5672 | 17.2758 | 17.7154 | 18.3626 | 18.4693 | 20.427 | 19.1436 | 16.86 | 19.6712 | 22.9912 | 21.9783 | 20.8434 | 19.5013 | 18.3237 | 17.456 | 16.7457 | 16.273 | 18.7012
17 | Keith | T140 | FY2022 | 16.2247 | 15.4511 | 14.5748 | 13.8362 | 13.4948 | 13.3574 | 13.0665 | 13.0182 | 13.0716 | 13.2773 | 13.4997 | 13.762 | 14.5522 | 14.8857 | 14.9877 | 14.2409 | 13.8603 | 13.3207 | 12.9726 | 12.8047 | 12.6764 | 12.7641 | 13.0352 | 12.9823 | 12.1921 | 11.3954 | 11.4235 | 13.0437 | 12.1558 | 12.6709 | 16.294 | 17.0026 | 17.4421 | 18.1733 | 18.208 | 20.3824 | 19.1369 | 16.8918 | 19.7416 | 23.1056 | 22.0481 | 20.8692 | 19.4826 | 18.2815 | 17.4349 | 16.7457 | 16.273 | 18.7012
17 | Keith | T140 | FY2023 | 16.2406 | 15.4688 | 14.5926 | 13.8525 | 13.5111 | 13.3737 | 13.0828 | 13.0345 | 13.0879 | 13.2936 | 13.516 | 13.7547 | 14.5558 | 14.7967 | 14.9063 | 14.167 | 13.7867 | 13.1471 | 12.799 | 12.5307 | 12.4025 | 12.4905 | 12.7616 | 12.7087 | 11.9185 | 10.9218 | 10.9499 | 12.6701 | 11.7822 | 12.2969 | 15.92 | 16.8286 | 17.2681 | 18.0841 | 18.0644 | 20.3373 | 19.1116 | 16.887 | 19.7572 | 23.1482 | 22.0641 | 20.8583 | 19.4451 | 18.2389 | 17.4135 | 16.7457 | 16.273 | 18.7012
17 | Keith | T140 | FY2024 | 16.255 | 15.4815 | 14.6053 | 13.8666 | 13.5252 | 13.3878 | 13.0969 | 13.0486 | 13.1019 | 13.3077 | 13.53 | 13.7484 | 14.559 | 14.8062 | 14.9224 | 13.9896 | 13.6095 | 12.8699 | 12.5218 | 12.3539 | 12.2257 | 12.2133 | 12.4844 | 12.3315 | 11.5413 | 10.5446 | 10.5727 | 12.2929 | 11.4051 | 12.0201 | 15.6432 | 16.5518 | 16.9913 | 17.9934 | 17.9327 | 20.1982 | 18.9838 | 16.871 | 19.753 | 23.1607 | 22.0596 | 20.837 | 19.4069 | 18.202 | 17.3951 | 16.7457 | 16.273 | 18.7012
17 | Keith | T140 | FY2025 | 16.2687 | 15.494 | 14.6178 | 13.88 | 13.5386 | 13.4012 | 13.1103 | 13.062 | 13.1153 | 13.3211 | 13.5434 | 13.7424 | 14.562 | 14.7153 | 14.8377 | 13.911 | 13.5312 | 12.6916 | 12.3435 | 12.1758 | 12.0476 | 11.935 | 12.2061 | 11.9532 | 11.163 | 10.2663 | 10.2944 | 12.0146 | 11.1267 | 11.7421 | 15.3651 | 16.3738 | 16.8133 | 17.8022 | 17.6997 | 20.1612 | 18.9604 | 16.8617 | 19.7578 | 23.1844 | 22.0642 | 20.8227 | 19.3734 | 18.1669 | 17.3776 | 16.7457 | 16.273 | 18.7012
17 | Keith | T140 | FY2026 | 16.2827 | 15.5085 | 14.6322 | 13.8941 | 13.5527 | 13.4153 | 13.1244 | 13.0762 | 13.1295 | 13.3352 | 13.5576 | 13.7361 | 14.5651 | 14.6249 | 14.7538 | 13.7337 | 13.3541 | 12.5145 | 12.1665 | 11.8986 | 11.7704 | 11.7579 | 12.0291 | 11.6762 | 10.886 | 9.8893 | 9.9173 | 11.6375 | 10.7497 | 11.4649 | 15.088 | 16.1966 | 16.6361 | 17.7116 | 17.5605 | 20.022 | 18.8398 | 16.8603 | 19.7756 | 23.2267 | 22.082 | 20.816 | 19.3423 | 18.1299 | 17.359 | 16.7457 | 16.273 | 18.7012
17 | Keith | T140 | FY2027 | 16.2967 | 15.5236 | 14.6474 | 13.9083 | 13.567 | 13.4295 | 13.1387 | 13.0904 | 13.1437 | 13.3494 | 13.5718 | 13.7298 | 14.5683 | 14.6345 | 14.7701 | 13.6565 | 13.2771 | 12.3376 | 11.9895 | 11.7214 | 11.5932 | 11.3809 | 11.6521 | 11.2992 | 10.509 | 9.4123 | 9.4403 | 11.2605 | 10.3727 | 11.0876 | 14.7107 | 15.9194 | 16.3589 | 17.521 | 17.3203 | 19.9826 | 18.82 | 16.8605 | 19.7958 | 23.2725 | 22.1025 | 20.8109 | 19.3118 | 18.0927 | 17.3404 | 16.7457 | 16.273 | 18.7012
17 | Keith | T140 | FY2028 | 16.3088 | 15.5342 | 14.658 | 13.9201 | 13.5787 | 13.4413 | 13.1504 | 13.1022 | 13.1555 | 13.3612 | 13.5836 | 13.6245 | 14.4709 | 14.5424 | 14.6835 | 13.4754 | 13.0962 | 12.1566 | 11.8086 | 11.4408 | 11.3126 | 11.2 | 11.4712 | 10.9183 | 10.1281 | 9.0314 | 9.0594 | 10.8796 | 9.9918 | 10.8071 | 14.4302 | 15.6388 | 16.0783 | 17.4288 | 17.1854 | 19.95 | 18.8051 | 16.8639 | 19.8175 | 23.3165 | 22.1239 | 20.8099 | 19.2882 | 18.0618 | 17.325 | 16.7457 | 16.273 | 18.7012
18 | Kincraig | T292 | FY2019 | 14.2841 | 13.4272 | 12.3533 | 11.4348 | 10.9302 | 10.7346 | 10.5729 | 10.4957 | 10.6094 | 10.8534 | 11.1545 | 11.7423 | 12.2404 | 12.686 | 12.8439 | 11.8698 | 11.7828 | 11.3359 | 10.871 | 10.8586 | 10.9677 | 11.3849 | 11.7915 | 12.7833 | 13.4541 | 13.9545 | 14.3706 | 15.1252 | 15.5801 | 16.2039 | 16.6447 | 17.0231 | 17.4325 | 18.2247 | 18.7078 | 19.5904 | 20.1124 | 19.896 | 20.1969 | 19.9412 | 19.8875 | 19.4301 | 18.3588 | 17.2382 | 16.2746 | 15.6984 | 15.2967 | 17.5873
18 | Kincraig | T292 | FY2020 | 14.2922 | 13.4344 | 12.3605 | 11.4427 | 10.9381 | 10.7425 | 10.5808 | 10.5036 | 10.6173 | 10.8613 | 11.1624 | 11.6388 | 12.1422 | 12.5913 | 12.7529 | 11.6825 | 11.5956 | 10.9487 | 10.4839 | 10.4716 | 10.5807 | 10.8977 | 11.3043 | 12.2962 | 12.967 | 13.4673 | 13.8834 | 14.638 | 15.0929 | 15.8169 | 16.2577 | 16.7361 | 17.1774 | 18.0299 | 18.4677 | 19.4047 | 19.8917 | 19.7404 | 20.0702 | 19.8463 | 19.8244 | 19.399 | 18.3278 | 17.2175 | 16.2642 | 15.6984 | 15.2967 | 17.5873
18 | Kincraig | T292 | FY2021 | 14.3036 | 13.4451 | 12.3712 | 11.454 | 10.9494 | 10.7538 | 10.5921 | 10.5149 | 10.6286 | 10.8726 | 11.1737 | 11.6338 | 12.1447 | 12.499 | 12.6658 | 11.4006 | 11.314 | 10.6671 | 10.2022 | 9.99 | 10.0992 | 10.416 | 10.8227 | 11.9145 | 12.5853 | 12.9856 | 13.4017 | 14.1563 | 14.6112 | 15.4354 | 15.8762 | 16.4546 | 16.8892 | 17.8374 | 18.2626 | 19.3868 | 19.8758 | 19.727 | 20.0459 | 19.8151 | 19.7865 | 19.3546 | 18.2834 | 17.1879 | 16.2494 | 15.6984 | 15.2967 | 17.5873
18 | Kincraig | T292 | FY2022 | 14.3179 | 13.4554 | 12.3815 | 11.4675 | 10.9628 | 10.7672 | 10.6055 | 10.5283 | 10.642 | 10.8861 | 11.1871 | 11.6278 | 12.1477 | 12.4081 | 12.5812 | 11.2222 | 11.1357 | 10.2888 | 9.8239 | 9.6126 | 9.7217 | 9.9378 | 10.3444 | 11.4362 | 12.107 | 12.5074 | 12.9235 | 13.6781 | 14.133 | 14.958 | 15.3988 | 16.0772 | 16.5279 | 17.6463 | 18.0326 | 19.2174 | 19.6848 | 19.6149 | 19.9449 | 19.7295 | 19.717 | 19.3019 | 18.2306 | 17.1527 | 16.2319 | 15.6984 | 15.2967 | 17.5873
18 | Kincraig | T292 | FY2023 | 14.3312 | 13.4693 | 12.3954 | 11.4809 | 10.9763 | 10.7807 | 10.619 | 10.5418 | 10.6555 | 10.8995 | 11.2006 | 11.6218 | 12.1507 | 12.3172 | 12.4965 | 11.0437 | 10.9575 | 9.9106 | 9.4457 | 9.1343 | 9.2434 | 9.3596 | 9.7662 | 10.958 | 11.6288 | 12.0292 | 12.4453 | 13.1999 | 13.6548 | 14.5797 | 15.0205 | 15.7989 | 16.2651 | 17.5552 | 17.9031 | 19.1492 | 19.5956 | 19.5052 | 19.8456 | 19.6458 | 19.6488 | 19.249 | 18.1778 | 17.1175 | 16.2143 | 15.6984 | 15.2967 | 17.5873
18 | Kincraig | T292 | FY2024 | 14.3431 | 13.479 | 12.405 | 11.4924 | 10.9877 | 10.7922 | 10.6305 | 10.5533 | 10.667 | 10.911 | 11.2121 | 11.5166 | 12.0533 | 12.2249 | 12.4096 | 10.7621 | 10.6761 | 9.6292 | 9.1643 | 8.6533 | 8.7625 | 8.8782 | 9.2848 | 10.5766 | 11.2474 | 11.5478 | 11.9639 | 12.7185 | 13.1734 | 14.0988 | 14.5396 | 15.518 | 16.0008 | 17.3628 | 17.6745 | 18.9841 | 19.4091 | 19.3978 | 19.7506 | 19.567 | 19.5866 | 19.2039 | 18.1327 | 17.0874 | 16.1992 | 15.6984 | 15.2967 | 17.5873
18 | Kincraig | T292 | FY2025 | 14.3541 | 13.4877 | 12.4137 | 11.5029 | 10.9982 | 10.8027 | 10.641 | 10.5637 | 10.6775 | 10.9215 | 11.2225 | 11.512 | 12.0556 | 12.132 | 12.3216 | 10.579 | 10.4931 | 9.2462 | 8.7813 | 8.2708 | 8.3799 | 8.3952 | 8.8018 | 10.0936 | 10.7644 | 11.0648 | 11.4809 | 12.2355 | 12.6904 | 13.7163 | 14.1571 | 15.2355 | 15.7511 | 17.1697 | 17.4307 | 18.8894 | 19.2773 | 19.2292 | 19.6109 | 19.4598 | 19.5122 | 19.1627 | 18.0915 | 17.06 | 16.1855 | 15.6984 | 15.2967 | 17.5873
18 | Kincraig | T292 | FY2026 | 14.3652 | 13.4979 | 12.424 | 11.5138 | 11.0092 | 10.8136 | 10.6519 | 10.5747 | 10.6884 | 10.9324 | 11.2335 | 11.5071 | 12.0581 | 12.0394 | 12.2341 | 10.3965 | 10.3108 | 8.9639 | 8.4991 | 7.7887 | 7.8978 | 7.9129 | 8.3195 | 9.6113 | 10.2821 | 10.5825 | 10.9986 | 11.7532 | 12.2081 | 13.3342 | 13.775 | 14.8534 | 15.3954 | 16.977 | 17.193 | 18.7064 | 19.0634 | 19.0849 | 19.4889 | 19.364 | 19.4427 | 19.1197 | 18.0485 | 17.0313 | 16.1712 | 15.6984 | 15.2967 | 17.5873
18 | Kincraig | T292 | FY2027 | 14.376 | 13.5084 | 12.4344 | 11.5246 | 11.0199 | 10.8244 | 10.6627 | 10.5854 | 10.6991 | 10.9432 | 11.2442 | 11.5023 | 12.0605 | 11.9467 | 12.1464 | 10.1137 | 10.0282 | 8.5813 | 8.1165 | 7.3062 | 7.4153 | 7.3303 | 7.7369 | 9.1288 | 9.7996 | 9.9999 | 10.416 | 11.1706 | 11.6255 | 12.8517 | 13.2925 | 14.5709 | 15.1403 | 16.7841 | 16.9544 | 18.6218 | 18.947 | 18.9371 | 19.3645 | 19.2669 | 19.3731 | 19.0775 | 18.0063 | 17.0032 | 16.1571 | 15.6984 | 15.2967 | 17.5873
18 | Kincraig | T292 | FY2028 | 14.3851 | 13.515 | 12.4411 | 11.5332 | 11.0285 | 10.8329 | 10.6712 | 10.594 | 10.7077 | 10.9518 | 11.2528 | 11.4985 | 12.0624 | 11.8525 | 12.0562 | 9.9275 | 9.8422 | 8.1952 | 7.7304 | 6.9206 | 7.0297 | 6.8442 | 7.2509 | 8.6427 | 9.3135 | 9.5138 | 9.9299 | 10.6845 | 11.1394 | 12.4662 | 12.907 | 14.1854 | 14.7837 | 16.5897 | 16.7165 | 18.4403 | 18.733 | 18.791 | 19.2441 | 19.1749 | 19.31 | 19.0438 | 17.9726 | 16.9807 | 16.1459 | 15.6984 | 15.2967 | 17.5873
19 | Leigh Creek South | T440 | FY2019 | 0.55 | 0.51842 | 0.48198 | 0.46276 | 0.46615 | 0.46229 | 0.45412 | 0.44292 | 0.45405 | 0.45065 | 0.44406 | 0.46025 | 0.52423 | 0.44427 | 0.57108 | 0.62532 | 0.61927 | 0.5545 | 0.58286 | 0.68379 | 0.70023 | 0.63828 | 0.62118 | 0.78481 | 0.80208 | 0.68845 | 0.71383 | 0.8224 | 0.86463 | 0.83668 | 0.85517 | 0.86428 | 0.88587 | 0.90377 | 0.91298 | 0.96767 | 0.94803 | 1.0475 | 1.1112 | 1.0316 | 1.0051 | 0.9243 | 0.8782 | 0.87214 | 0.8261 | 0.84384 | 0.81951 | 0.88394
19 | Leigh Creek South | T440 | FY2020 | 0.55046 | 0.51873 | 0.48228 | 0.46319 | 0.46658 | 0.46272 | 0.45455 | 0.44335 | 0.45448 | 0.45108 | 0.44449 | 0.46006 | 0.52433 | 0.44456 | 0.57157 | 0.62602 | 0.61997 | 0.5552 | 0.58356 | 0.58452 | 0.60096 | 0.63898 | 0.62187 | 0.7855 | 0.80278 | 0.68915 | 0.71453 | 0.7231 | 0.76533 | 0.83741 | 0.8559 | 0.86502 | 0.8866 | 0.90977 | 0.91253 | 0.96077 | 0.93523 | 1.0288 | 1.0867 | 1.0127 | 0.99193 | 0.91689 | 0.87651 | 0.87101 | 0.82554 | 0.84384 | 0.81951 | 0.88394
19 | Leigh Creek South | T440 | FY2021 | 0.55109 | 0.51928 | 0.48284 | 0.46381 | 0.46719 | 0.46334 | 0.45517 | 0.44397 | 0.4551 | 0.4517 | 0.44511 | 0.45978 | 0.52447 | 0.44497 | 0.57227 | 0.627 | 0.62097 | 0.5562 | 0.58456 | 0.58554 | 0.60197 | 0.63997 | 0.62287 | 0.6865 | 0.70377 | 0.69014 | 0.71552 | 0.7241 | 0.76633 | 0.83843 | 0.85692 | 0.76603 | 0.78762 | 0.81111 | 0.81188 | 0.95813 | 0.9314 | 1.0238 | 1.0805 | 1.0075 | 0.98763 | 0.91354 | 0.87409 | 0.8694 | 0.82473 | 0.84384 | 0.81951 | 0.88394
19 | Leigh Creek South | T440 | FY2022 | 0.55187 | 0.51984 | 0.4834 | 0.46455 | 0.46793 | 0.46407 | 0.4559 | 0.44471 | 0.45584 | 0.45243 | 0.44585 | 0.45946 | 0.52463 | 0.44547 | 0.57311 | 0.62818 | 0.62216 | 0.55739 | 0.58575 | 0.58677 | 0.60321 | 0.54117 | 0.52406 | 0.68769 | 0.70497 | 0.59134 | 0.61672 | 0.72529 | 0.76752 | 0.73967 | 0.75816 | 0.76727 | 0.78886 | 0.81233 | 0.81112 | 0.95536 | 0.9276 | 1.019 | 1.0747 | 1.0023 | 0.98324 | 0.90992 | 0.8712 | 0.86747 | 0.82377 | 0.84384 | 0.81951 | 0.88394
19 | Leigh Creek South | T440 | FY2023 | 0.5526 | 0.52061 | 0.48416 | 0.46528 | 0.46867 | 0.46481 | 0.45664 | 0.44544 | 0.45657 | 0.45317 | 0.44658 | 0.45913 | 0.5248 | 0.44597 | 0.57396 | 0.62937 | 0.62335 | 0.55858 | 0.58695 | 0.58796 | 0.6044 | 0.54236 | 0.52526 | 0.68889 | 0.70616 | 0.59253 | 0.61791 | 0.62649 | 0.66871 | 0.74086 | 0.75935 | 0.76846 | 0.79005 | 0.81353 | 0.81035 | 0.95261 | 0.92384 | 1.0142 | 1.069 | 0.99733 | 0.97893 | 0.90632 | 0.8683 | 0.86554 | 0.8228 | 0.84384 | 0.81951 | 0.88394
19 | Leigh Creek South | T440 | FY2024 | 0.55326 | 0.52114 | 0.4847 | 0.46591 | 0.4693 | 0.46544 | 0.45727 | 0.44607 | 0.4572 | 0.4538 | 0.44721 | 0.45884 | 0.52494 | 0.4464 | 0.57468 | 0.63038 | 0.62438 | 0.45961 | 0.48797 | 0.48901 | 0.50544 | 0.54338 | 0.52628 | 0.58991 | 0.60718 | 0.59355 | 0.61893 | 0.62751 | 0.66974 | 0.74191 | 0.7604 | 0.76951 | 0.7911 | 0.81466 | 0.80969 | 0.95014 | 0.9204 | 1.0098 | 1.0636 | 0.99268 | 0.975 | 0.90312 | 0.86582 | 0.86389 | 0.82198 | 0.84384 | 0.81951 | 0.88394
19 | Leigh Creek South | T440 | FY2025 | 0.55387 | 0.52167 | 0.48523 | 0.46651 | 0.46989 | 0.46604 | 0.45787 | 0.44667 | 0.4578 | 0.4544 | 0.44781 | 0.45858 | 0.52507 | 0.4468 | 0.57536 | 0.53133 | 0.52534 | 0.46057 | 0.48893 | 0.48999 | 0.50643 | 0.44435 | 0.42725 | 0.59088 | 0.60815 | 0.49452 | 0.5199 | 0.62847 | 0.6707 | 0.74289 | 0.76138 | 0.77049 | 0.79208 | 0.81542 | 0.80907 | 0.84813 | 0.81777 | 1.0066 | 1.0598 | 0.98923 | 0.97191 | 0.90041 | 0.86348 | 0.86233 | 0.8212 | 0.84384 | 0.81951 | 0.88394
19 | Leigh Creek South | T440 | FY2026 | 0.5545 | 0.52228 | 0.48584 | 0.46713 | 0.47052 | 0.46666 | 0.45849 | 0.44729 | 0.45842 | 0.45502 | 0.44843 | 0.4583 | 0.52521 | 0.44722 | 0.57607 | 0.53233 | 0.52635 | 0.46158 | 0.48994 | 0.49101 | 0.50744 | 0.44536 | 0.42826 | 0.59189 | 0.60916 | 0.49553 | 0.52091 | 0.62948 | 0.67171 | 0.6439 | 0.6624 | 0.67151 | 0.69309 | 0.81603 | 0.80842 | 0.8462 | 0.81539 | 1.0038 | 1.0566 | 0.98618 | 0.96906 | 0.89777 | 0.86103 | 0.8607 | 0.82038 | 0.84384 | 0.81951 | 0.88394
19 | Leigh Creek South | T440 | FY2027 | 0.55512 | 0.52291 | 0.48647 | 0.46775 | 0.47114 | 0.46728 | 0.45911 | 0.44791 | 0.45904 | 0.45564 | 0.44905 | 0.45802 | 0.52535 | 0.44764 | 0.57678 | 0.53333 | 0.52736 | 0.46259 | 0.49095 | 0.49201 | 0.50844 | 0.44637 | 0.42926 | 0.49289 | 0.51017 | 0.49654 | 0.52192 | 0.53049 | 0.57272 | 0.64491 | 0.6634 | 0.67251 | 0.6941 | 0.81661 | 0.80778 | 0.84431 | 0.81307 | 1.0011 | 1.0535 | 0.98323 | 0.96629 | 0.89516 | 0.8586 | 0.85907 | 0.81957 | 0.84384 | 0.81951 | 0.88394
19 | Leigh Creek South | T440 | FY2028 | 0.55564 | 0.52333 | 0.48689 | 0.46826 | 0.47164 | 0.46779 | 0.45962 | 0.44842 | 0.45955 | 0.45615 | 0.44956 | 0.4578 | 0.52546 | 0.44798 | 0.57736 | 0.53414 | 0.52818 | 0.36341 | 0.39177 | 0.39285 | 0.40928 | 0.44718 | 0.43008 | 0.49371 | 0.51098 | 0.39735 | 0.42273 | 0.53131 | 0.57354 | 0.64575 | 0.66424 | 0.67335 | 0.69494 | 0.81725 | 0.80725 | 0.84261 | 0.81087 | 0.9984 | 1.0503 | 0.98033 | 0.96369 | 0.89288 | 0.85661 | 0.85775 | 0.81891 | 0.84384 | 0.81951 | 0.88394
20 | Mannum | T446 | FY2019 | 7.7983 | 7.3731 | 6.8002 | 6.3592 | 6.0835 | 6.0723 | 5.8994 | 5.9635 | 5.8747 | 6.1418 | 6.1889 | 6.1714 | 5.8375 | 5.9278 | 5.4829 | 4.7531 | 4.4024 | 4.2473 | 3.7871 | 3.3943 | 3.0686 | 3.1756 | 3.5129 | 3.9974 | 4.4972 | 4.8428 | 5.3271 | 5.9873 | 6.3901 | 6.7817 | 7.5292 | 8.4778 | 9.0387 | 10.1023 | 11.3309 | 12.1558 | 13.1149 | 13.7356 | 13.4732 | 12.9273 | 12.163 | 11.6004 | 10.916 | 9.9883 | 9.1789 | 8.6566 | 8.5208 | 9.8386
20 | Mannum | T446 | FY2020 | 7.8038 | 7.3788 | 6.8059 | 6.3647 | 6.089 | 6.0779 | 5.905 | 5.9691 | 5.8802 | 6.1474 | 6.1944 | 6.1689 | 5.8388 | 5.8315 | 5.3892 | 4.662 | 4.3113 | 3.9563 | 3.4961 | 3.1033 | 2.7776 | 2.8846 | 3.2219 | 3.6064 | 4.1062 | 4.4518 | 4.936 | 5.5962 | 5.999 | 6.4907 | 7.2381 | 8.2868 | 8.8426 | 10.0059 | 11.2303 | 12.0507 | 13.0126 | 13.7363 | 13.4667 | 12.9158 | 12.1464 | 11.5787 | 10.8943 | 9.9738 | 9.1716 | 8.6566 | 8.5208 | 9.8386
20 | Mannum | T446 | FY2021 | 7.8118 | 7.3867 | 6.8139 | 6.3727 | 6.097 | 6.0858 | 5.9129 | 5.977 | 5.8882 | 6.1553 | 6.2024 | 6.1654 | 5.8406 | 5.7369 | 5.2983 | 4.4747 | 4.1242 | 3.7692 | 3.309 | 2.9162 | 2.5905 | 2.4975 | 2.8348 | 3.2193 | 3.7191 | 4.0647 | 4.5489 | 5.2091 | 5.6119 | 6.2035 | 6.951 | 7.9997 | 8.532 | 9.8112 | 11.0455 | 12.0757 | 13.0578 | 13.8021 | 13.506 | 12.9315 | 12.1387 | 11.5474 | 10.863 | 9.953 | 9.1612 | 8.6566 | 8.5208 | 9.8386
20 | Mannum | T446 | FY2022 | 7.8218 | 7.3951 | 6.8222 | 6.3824 | 6.1066 | 6.0955 | 5.9226 | 5.9867 | 5.8979 | 6.165 | 6.212 | 6.1611 | 5.8427 | 5.7434 | 5.3094 | 4.3903 | 4.0399 | 3.5849 | 3.1246 | 2.6322 | 2.3065 | 2.2132 | 2.5505 | 2.835 | 3.3348 | 3.6804 | 4.1646 | 4.9248 | 5.3276 | 5.9196 | 6.6671 | 7.8157 | 8.3213 | 9.7176 | 10.9621 | 12.1022 | 13.1071 | 13.8744 | 13.548 | 12.9465 | 12.127 | 11.5094 | 10.825 | 9.9276 | 9.1485 | 8.6566 | 8.5208 | 9.8386
20 | Mannum | T446 | FY2023 | 7.8314 | 7.4061 | 6.8333 | 6.3923 | 6.1166 | 6.1054 | 5.9325 | 5.9966 | 5.9078 | 6.1749 | 6.222 | 6.1566 | 5.8449 | 5.6501 | 5.2207 | 4.2062 | 3.856 | 3.4009 | 2.9407 | 2.348 | 2.0223 | 1.8292 | 2.1665 | 2.451 | 2.9508 | 3.2964 | 3.7807 | 4.5409 | 4.9437 | 5.5354 | 6.2828 | 7.5315 | 8.0097 | 9.6242 | 10.8792 | 12.0296 | 13.0578 | 13.9489 | 13.5914 | 12.9627 | 12.1157 | 11.4704 | 10.786 | 9.9017 | 9.1355 | 8.6566 | 8.5208 | 9.8386
20 | Mannum | T446 | FY2024 | 7.8403 | 7.4144 | 6.8415 | 6.401 | 6.1253 | 6.1142 | 5.9413 | 6.0054 | 5.9165 | 6.1837 | 6.2307 | 6.0528 | 5.7469 | 5.556 | 5.1306 | 4.1201 | 3.7701 | 3.1151 | 2.6548 | 2.0622 | 1.7365 | 1.5433 | 1.8807 | 2.0652 | 2.565 | 3.0106 | 3.4948 | 4.155 | 4.5578 | 5.2496 | 5.9971 | 7.3457 | 7.7963 | 9.4299 | 10.6978 | 12.0608 | 13.113 | 14.0285 | 13.6401 | 12.9837 | 12.109 | 11.4362 | 10.7518 | 9.8788 | 9.1241 | 8.6566 | 8.5208 | 9.8386
20 | Mannum | T446 | FY2025 | 7.8486 | 7.4223 | 6.8495 | 6.4092 | 6.1335 | 6.1224 | 5.9495 | 6.0136 | 5.9248 | 6.1919 | 6.2389 | 6.0491 | 5.7487 | 5.4616 | 5.0401 | 3.9334 | 3.5835 | 2.9284 | 2.4682 | 1.7757 | 1.45 | 1.2567 | 1.594 | 1.7785 | 2.2783 | 2.624 | 3.1082 | 3.7684 | 4.1712 | 4.9631 | 5.7105 | 7.0592 | 7.489 | 9.3354 | 10.6099 | 12.0794 | 13.149 | 14.0821 | 13.6699 | 12.9927 | 12.0973 | 11.4037 | 10.7193 | 9.8572 | 9.1133 | 8.6566 | 8.5208 | 9.8386
20 | Mannum | T446 | FY2026 | 7.8573 | 7.4316 | 6.8587 | 6.418 | 6.1423 | 6.1312 | 5.9583 | 6.0224 | 5.9336 | 6.2007 | 6.2477 | 6.0451 | 5.7507 | 5.3676 | 4.9501 | 3.8475 | 3.4978 | 2.7427 | 2.2825 | 1.5898 | 1.2641 | 0.97098 | 1.3083 | 1.3928 | 1.8926 | 2.2382 | 2.7225 | 3.4827 | 3.8855 | 4.6772 | 5.4247 | 6.8733 | 7.2773 | 9.1412 | 10.4265 | 12.0066 | 13.0984 | 14.1541 | 13.7127 | 13.0098 | 12.0886 | 11.3692 | 10.6848 | 9.8342 | 9.1018 | 8.6566 | 8.5208 | 9.8386
20 | Mannum | T446 | FY2027 | 7.8659 | 7.4409 | 6.8681 | 6.4268 | 6.1511 | 6.1399 | 5.967 | 6.0312 | 5.9423 | 6.2094 | 6.2565 | 6.0412 | 5.7527 | 5.2735 | 4.8601 | 3.6615 | 3.3119 | 2.5568 | 2.0966 | 1.2038 | 0.87811 | 0.58513 | 0.92244 | 0.90693 | 1.4067 | 1.8524 | 2.3366 | 3.0968 | 3.4996 | 4.2912 | 5.0386 | 6.5873 | 6.9729 | 9.047 | 10.3359 | 12.0192 | 13.1258 | 14.1966 | 13.7336 | 13.0125 | 12.0729 | 11.3349 | 10.6505 | 9.8113 | 9.0904 | 8.6566 | 8.5208 | 9.8386
20 | Mannum | T446 | FY2028 | 7.8734 | 7.4477 | 6.8749 | 6.4341 | 6.1584 | 6.1473 | 5.9744 | 6.0385 | 5.9496 | 6.2168 | 6.2638 | 5.938 | 5.6543 | 5.2785 | 4.8685 | 3.4733 | 3.1238 | 2.2688 | 1.8085 | 0.91587 | 0.59017 | 0.19705 | 0.53436 | 0.51885 | 1.0187 | 1.4643 | 1.9485 | 2.7087 | 3.1115 | 4.0033 | 4.7507 | 6.3994 | 6.7641 | 8.8519 | 10.149 | 11.9406 | 13.065 | 14.2539 | 13.7673 | 13.0251 | 12.0647 | 11.306 | 10.6216 | 9.7921 | 9.0807 | 8.6566 | 8.5208 | 9.8386
21 | Mobilong | T211 | FY2019 | 20.2607 | 18.8513 | 17.3651 | 15.758 | 15.3331 | 15.1502 | 14.8612 | 14.2706 | 14.6112 | 14.9547 | 15.4439 | 16.6833 | 17.7118 | 18.3782 | 19.452 | 19.3966 | 20.096 | 19.2837 | 19.2458 | 19.2702 | 20.8096 | 22.6613 | 23.8265 | 25.4224 | 26.8895 | 27.5733 | 28.1966 | 28.7282 | 29.1949 | 30.3732 | 33.1555 | 32.9785 | 34.5352 | 37.876 | 38.5437 | 37.635 | 39.5405 | 41.8175 | 40.6281 | 39.4606 | 38.0427 | 35.8952 | 34.5942 | 32.2641 | 29.8479 | 27.7666 | 26.4746 | 30.1431
21 | Mobilong | T211 | FY2020 | 20.2771 | 18.871 | 17.3847 | 15.7751 | 15.3502 | 15.1673 | 14.8783 | 14.2877 | 14.6283 | 14.9718 | 15.461 | 16.5757 | 17.6156 | 18.1898 | 19.2715 | 19.024 | 19.7237 | 18.7114 | 18.6736 | 18.4973 | 20.0367 | 21.7891 | 22.9542 | 24.6501 | 26.1173 | 26.801 | 27.4243 | 27.8559 | 28.3226 | 29.7002 | 32.4826 | 32.4055 | 33.8528 | 37.5873 | 38.3353 | 37.7066 | 39.7145 | 42.1946 | 40.8893 | 39.6129 | 38.0856 | 35.828 | 34.527 | 32.2193 | 29.8255 | 27.7666 | 26.4746 | 30.1431
21 | Mobilong | T211 | FY2021 | 20.3016 | 18.8962 | 17.41 | 15.7997 | 15.3748 | 15.1919 | 14.9029 | 14.3123 | 14.6529 | 14.9963 | 15.4856 | 16.5647 | 17.6211 | 18.0064 | 19.0996 | 18.6634 | 19.3636 | 18.1512 | 18.1134 | 17.737 | 19.2764 | 20.9289 | 22.0941 | 23.8899 | 25.3571 | 25.9408 | 26.5641 | 27.0957 | 27.5624 | 28.9399 | 31.7222 | 31.9452 | 33.294 | 37.2036 | 38.0082 | 37.8354 | 39.9318 | 42.5011 | 41.0882 | 39.7135 | 38.0876 | 35.7315 | 34.4305 | 32.1549 | 29.7934 | 27.7666 | 26.4746 | 30.1431
21 | Mobilong | T211 | FY2022 | 20.3324 | 18.9217 | 17.4355 | 15.8295 | 15.4046 | 15.2217 | 14.9327 | 14.3421 | 14.6827 | 15.0261 | 15.5154 | 16.5514 | 17.6278 | 17.9266 | 19.0336 | 18.3112 | 19.0119 | 17.4995 | 17.4617 | 16.9863 | 18.5257 | 20.0772 | 21.2423 | 23.1382 | 24.6054 | 25.0891 | 25.7124 | 26.244 | 26.7107 | 28.2894 | 31.0717 | 31.3946 | 32.6643 | 36.9233 | 37.7564 | 37.8113 | 39.9745 | 42.712 | 41.2087 | 39.7539 | 38.0489 | 35.6145 | 34.3134 | 32.0769 | 29.7544 | 27.7666 | 26.4746 | 30.1431
21 | Mobilong | T211 | FY2023 | 20.3621 | 18.9556 | 17.4694 | 15.8599 | 15.4351 | 15.2522 | 14.9632 | 14.3726 | 14.7132 | 15.0566 | 15.5459 | 16.4378 | 17.5346 | 17.7472 | 18.8684 | 17.9601 | 18.6612 | 16.9489 | 16.9111 | 16.2349 | 17.7742 | 19.1266 | 20.2917 | 22.2876 | 23.7548 | 24.1385 | 24.7618 | 25.3934 | 25.8601 | 27.5378 | 30.3201 | 30.8431 | 32.0068 | 36.6435 | 37.5305 | 37.8386 | 40.0951 | 42.927 | 41.3065 | 39.8466 | 38.0358 | 35.4947 | 34.1937 | 31.9971 | 29.7144 | 27.7666 | 26.4746 | 30.1431
21 | Mobilong | T211 | FY2024 | 20.3892 | 18.981 | 17.4948 | 15.8867 | 15.4619 | 15.279 | 14.99 | 14.3994 | 14.74 | 15.0834 | 15.5727 | 16.4259 | 17.5406 | 17.5653 | 18.699 | 17.5031 | 18.2047 | 16.3923 | 16.3545 | 15.4786 | 17.018 | 18.27 | 19.4352 | 21.531 | 22.9982 | 23.2819 | 23.9052 | 24.5368 | 25.0035 | 26.7816 | 29.5639 | 30.2869 | 31.3691 | 36.2612 | 37.1841 | 37.8274 | 40.1545 | 43.1579 | 41.4459 | 39.9041 | 38.0117 | 35.3895 | 34.0885 | 31.9269 | 29.6794 | 27.7666 | 26.4746 | 30.1431
21 | Mobilong | T211 | FY2025 | 20.4151 | 19.0062 | 17.52 | 15.9125 | 15.4876 | 15.3048 | 15.0157 | 14.4251 | 14.7657 | 15.1092 | 15.5984 | 16.4144 | 17.5463 | 17.3828 | 18.5284 | 17.2443 | 17.9464 | 15.834 | 15.7962 | 14.8205 | 16.3599 | 17.5117 | 18.6769 | 20.7727 | 22.2399 | 22.5236 | 23.1469 | 23.6785 | 24.1452 | 26.1235 | 28.9058 | 29.8288 | 30.8245 | 35.9782 | 36.9438 | 37.8291 | 40.2321 | 43.4124 | 41.6043 | 39.9759 | 37.997 | 35.2884 | 33.9873 | 31.8595 | 29.6457 | 27.7666 | 26.4746 | 30.1431
21 | Mobilong | T211 | FY2026 | 20.4421 | 19.0354 | 17.5492 | 15.9399 | 15.5151 | 15.3322 | 15.0432 | 14.4525 | 14.7932 | 15.1366 | 15.6259 | 16.3021 | 17.4525 | 17.2013 | 18.3597 | 16.7883 | 17.4908 | 15.2785 | 15.2406 | 13.9645 | 15.5039 | 16.6561 | 17.8213 | 20.0172 | 21.4843 | 21.6681 | 22.2914 | 22.823 | 23.2897 | 25.4674 | 28.2497 | 29.2727 | 30.1712 | 35.6964 | 36.7125 | 37.8477 | 40.3367 | 43.704 | 41.7884 | 40.0631 | 37.9869 | 35.1806 | 33.8796 | 31.7877 | 29.6097 | 27.7666 | 26.4746 | 30.1431
21 | Mobilong | T211 | FY2027 | 20.4692 | 19.0661 | 17.5799 | 15.9677 | 15.5429 | 15.36 | 15.071 | 14.4804 | 14.821 | 15.1644 | 15.6537 | 16.2897 | 17.4587 | 17.0201 | 18.1915 | 16.4329 | 17.1359 | 14.6235 | 14.5857 | 13.1088 | 14.6482 | 15.6012 | 16.7664 | 19.1622 | 20.6294 | 20.7131 | 21.3364 | 21.868 | 22.3347 | 24.6117 | 27.394 | 28.717 | 29.5153 | 35.3148 | 36.3836 | 37.8708 | 40.4484 | 44.0054 | 41.9793 | 40.1546 | 37.9784 | 35.0714 | 33.7704 | 31.7148 | 29.5733 | 27.7666 | 26.4746 | 30.1431
21 | Mobilong | T211 | FY2028 | 20.4929 | 19.0885 | 17.6023 | 15.9912 | 15.5663 | 15.3835 | 15.0944 | 14.5038 | 14.8444 | 15.1879 | 15.6772 | 16.1792 | 17.3639 | 16.836 | 18.0183 | 16.0705 | 16.7739 | 13.9616 | 13.9237 | 12.3471 | 13.8865 | 14.7392 | 15.9044 | 18.4003 | 19.8674 | 19.7512 | 20.3745 | 21.106 | 21.5728 | 23.85 | 26.6323 | 28.1553 | 28.8587 | 35.0303 | 36.1541 | 37.8958 | 40.5587 | 44.3019 | 42.1721 | 40.2522 | 37.981 | 34.9793 | 33.6782 | 31.6534 | 29.5426 | 27.7666 | 26.4746 | 30.1431
22 | Mount Barker South | H346 | FY2019 | 52.0455 | 46.5415 | 41.3383 | 37.6666 | 36.2768 | 36.5938 | 35.3843 | 34.9714 | 35.0125 | 35.9378 | 36.9474 | 40.2792 | 43.4731 | 45.3495 | 45.8066 | 45.024 | 44.3153 | 43.6214 | 42.3017 | 40.5656 | 41.7167 | 43.6778 | 45.7358 | 49.5029 | 53.7584 | 56.8032 | 58.8206 | 62.0596 | 64.6166 | 68.5923 | 71.0555 | 75.8975 | 81.0168 | 91.2673 | 93.8461 | 96.5636 | 95.8369 | 95.4835 | 92.7562 | 94.9127 | 94.6924 | 92.3092 | 88.6177 | 80.3745 | 72.4557 | 65.6274 | 61.7839 | 73.1434
22 | Mount Barker South | H346 | FY2020 | 52.0826 | 46.5812 | 41.378 | 37.7042 | 36.3143 | 36.6314 | 35.4218 | 35.0089 | 35.05 | 35.9754 | 36.985 | 40.1624 | 43.3815 | 44.8749 | 45.3494 | 43.9842 | 43.2762 | 42.0822 | 40.7625 | 38.5259 | 39.677 | 41.4386 | 43.4966 | 47.4637 | 51.7193 | 54.564 | 56.5814 | 59.8204 | 62.3774 | 66.7525 | 69.2157 | 74.4577 | 79.577 | 90.3013 | 92.907 | 96.2505 | 95.5991 | 95.6226 | 92.972 | 95.0381 | 94.727 | 92.2526 | 88.4703 | 80.2762 | 72.4066 | 65.6274 | 61.7839 | 73.1434
22 | Mount Barker South | H346 | FY2021 | 52.1363 | 46.6404 | 41.4372 | 37.759 | 36.3692 | 36.6862 | 35.4766 | 35.0637 | 35.1049 | 36.0302 | 37.0398 | 40.0379 | 43.2938 | 44.412 | 44.912 | 42.9721 | 42.265 | 40.471 | 39.1513 | 36.4136 | 37.5647 | 39.0274 | 41.0855 | 45.3525 | 49.6081 | 52.2528 | 54.2702 | 57.5093 | 60.0662 | 64.7401 | 67.2034 | 73.0453 | 78.1646 | 89.0835 | 91.9499 | 96.2527 | 95.9329 | 96.49 | 94.173 | 95.8861 | 95.2209 | 92.3914 | 88.255 | 80.1327 | 72.3348 | 65.6274 | 61.7839 | 73.1434
22 | Mount Barker South | H346 | FY2022 | 52.2051 | 46.7025 | 41.4993 | 37.8265 | 36.4366 | 36.7537 | 35.5441 | 35.1312 | 35.1723 | 36.0976 | 37.1073 | 39.9078 | 43.2089 | 43.9576 | 44.4891 | 41.9803 | 41.2743 | 38.9803 | 37.6606 | 34.4242 | 35.5754 | 36.7367 | 38.7948 | 43.2619 | 47.5174 | 49.9621 | 51.9795 | 55.2186 | 57.7756 | 62.851 | 65.3142 | 71.6562 | 76.7754 | 87.8586 | 90.9796 | 96.2353 | 96.2573 | 97.3586 | 95.386 | 96.7283 | 95.6937 | 92.4959 | 87.99 | 79.956 | 72.2465 | 65.6274 | 61.7839 | 73.1434
22 | Mount Barker South | H346 | FY2023 | 52.2722 | 46.7843 | 41.581 | 37.8965 | 36.5066 | 36.8237 | 35.6141 | 35.2012 | 35.2423 | 36.1677 | 37.1773 | 39.7766 | 43.1245 | 43.505 | 44.069 | 40.9925 | 40.2877 | 37.3937 | 36.074 | 32.3347 | 33.4858 | 34.4501 | 36.5082 | 41.1753 | 45.4308 | 47.5755 | 49.5929 | 52.932 | 55.489 | 60.8611 | 63.3243 | 70.1663 | 75.2856 | 86.6338 | 90.0067 | 96.1126 | 96.4768 | 98.2232 | 96.5955 | 97.5693 | 96.1636 | 92.5921 | 87.7151 | 79.7727 | 72.1548 | 65.6274 | 61.7839 | 73.1434
22 | Mount Barker South | H346 | FY2024 | 52.3346 | 46.8477 | 41.6444 | 37.9591 | 36.5693 | 36.8863 | 35.6767 | 35.2639 | 35.305 | 36.2303 | 37.2399 | 39.6486 | 43.0385 | 43.0474 | 43.6405 | 39.993 | 39.2892 | 35.7952 | 34.4755 | 30.336 | 31.4872 | 32.0516 | 34.1097 | 39.0768 | 43.3323 | 45.277 | 47.2944 | 50.6335 | 53.1905 | 58.9624 | 61.4256 | 68.7676 | 73.8869 | 85.4028 | 89.0415 | 96.1115 | 96.8224 | 99.1178 | 97.8392 | 98.4408 | 96.6626 | 92.7185 | 87.469 | 79.6087 | 72.0728 | 65.6274 | 61.7839 | 73.1434
22 | Mount Barker South | H346 | FY2025 | 52.3928 | 46.9029 | 41.6997 | 38.0167 | 36.6269 | 36.9439 | 35.7343 | 35.3214 | 35.3626 | 36.2879 | 37.2975 | 39.5229 | 42.9514 | 42.5863 | 43.2063 | 39.0853 | 38.3825 | 34.3886 | 33.0689 | 28.4299 | 29.5811 | 29.845 | 31.903 | 37.0701 | 41.3256 | 43.0704 | 45.0878 | 48.5268 | 51.0838 | 57.1564 | 59.6196 | 67.4615 | 72.5808 | 84.4664 | 88.1815 | 95.9266 | 96.7884 | 99.3368 | 98.2112 | 98.7377 | 96.785 | 92.6668 | 87.2428 | 79.4579 | 71.9974 | 65.6274 | 61.7839 | 73.1434
22 | Mount Barker South | H346 | FY2026 | 52.4521 | 46.9633 | 41.7601 | 38.0762 | 36.6864 | 37.0034 | 35.7939 | 35.381 | 35.4221 | 36.3474 | 37.357 | 39.3964 | 42.8647 | 42.2266 | 42.8743 | 38.0807 | 37.3789 | 32.785 | 31.4653 | 26.3261 | 27.4772 | 27.5414 | 29.5994 | 35.0665 | 39.322 | 40.7668 | 42.7842 | 46.3232 | 48.8802 | 55.2525 | 57.7157 | 65.9577 | 71.077 | 83.5265 | 87.2195 | 95.5411 | 96.4577 | 99.3632 | 98.2947 | 98.7421 | 96.7101 | 92.5124 | 87.0091 | 79.3021 | 71.9195 | 65.6274 | 61.7839 | 73.1434
22 | Mount Barker South | H346 | FY2027 | 52.5107 | 47.0258 | 41.8226 | 38.1357 | 36.7458 | 37.0628 | 35.8533 | 35.4404 | 35.4815 | 36.4068 | 37.4164 | 39.2698 | 42.778 | 41.6668 | 42.3421 | 36.976 | 36.2752 | 31.0812 | 29.7615 | 24.0216 | 25.1728 | 24.9376 | 26.9957 | 32.6628 | 36.9183 | 38.163 | 40.1805 | 43.7195 | 46.2765 | 53.0479 | 55.5111 | 64.3531 | 69.4724 | 82.4935 | 86.1576 | 95.1488 | 96.1132 | 99.3688 | 98.3504 | 98.7262 | 96.6219 | 92.3513 | 86.7757 | 79.1465 | 71.8417 | 65.6274 | 61.7839 | 73.1434
22 | Mount Barker South | H346 | FY2028 | 52.5613 | 47.0693 | 41.8661 | 38.1848 | 36.795 | 37.112 | 35.9024 | 35.4896 | 35.5307 | 36.456 | 37.4656 | 39.1479 | 42.689 | 41.2 | 41.8983 | 35.9548 | 35.2549 | 29.4609 | 28.1412 | 22.0027 | 23.1538 | 22.6173 | 24.6754 | 30.5424 | 34.798 | 35.8427 | 37.8601 | 41.3991 | 43.9561 | 51.1292 | 53.5924 | 62.9344 | 68.0537 | 81.5604 | 85.2064 | 94.8783 | 95.8881 | 99.3911 | 98.42 | 98.7289 | 96.5589 | 92.2239 | 86.5826 | 79.0178 | 71.7774 | 65.6274 | 61.7839 | 73.1434
23 | Mount Barker | T232 | FY2019 | 52.0455 | 46.5415 | 41.3383 | 37.6666 | 36.2768 | 36.5938 | 35.3843 | 34.9714 | 35.0125 | 35.9378 | 36.9474 | 40.2792 | 43.4731 | 45.3495 | 45.8066 | 45.024 | 44.3153 | 43.6214 | 42.3017 | 40.5656 | 41.7167 | 43.6778 | 45.7358 | 49.5029 | 53.7584 | 56.8032 | 58.8206 | 62.0596 | 64.6166 | 68.5923 | 71.0555 | 75.8975 | 81.0168 | 91.2673 | 93.8461 | 96.5636 | 95.8369 | 95.4835 | 92.7562 | 94.9127 | 94.6924 | 92.3092 | 88.6177 | 80.3745 | 72.4557 | 65.6274 | 61.7839 | 73.1434
23 | Mount Barker | T232 | FY2020 | 52.0826 | 46.5812 | 41.378 | 37.7042 | 36.3143 | 36.6314 | 35.4218 | 35.0089 | 35.05 | 35.9754 | 36.985 | 40.1624 | 43.3815 | 44.8749 | 45.3494 | 43.9842 | 43.2762 | 42.0822 | 40.7625 | 38.5259 | 39.677 | 41.4386 | 43.4966 | 47.4637 | 51.7193 | 54.564 | 56.5814 | 59.8204 | 62.3774 | 66.7525 | 69.2157 | 74.4577 | 79.577 | 90.3013 | 92.907 | 96.2505 | 95.5991 | 95.6226 | 92.972 | 95.0381 | 94.727 | 92.2526 | 88.4703 | 80.2762 | 72.4066 | 65.6274 | 61.7839 | 73.1434
23 | Mount Barker | T232 | FY2021 | 52.1363 | 46.6404 | 41.4372 | 37.759 | 36.3692 | 36.6862 | 35.4766 | 35.0637 | 35.1049 | 36.0302 | 37.0398 | 40.0379 | 43.2938 | 44.412 | 44.912 | 42.9721 | 42.265 | 40.471 | 39.1513 | 36.4136 | 37.5647 | 39.0274 | 41.0855 | 45.3525 | 49.6081 | 52.2528 | 54.2702 | 57.5093 | 60.0662 | 64.7401 | 67.2034 | 73.0453 | 78.1646 | 89.0835 | 91.9499 | 96.2527 | 95.9329 | 96.49 | 94.173 | 95.8861 | 95.2209 | 92.3914 | 88.255 | 80.1327 | 72.3348 | 65.6274 | 61.7839 | 73.1434
23 | Mount Barker | T232 | FY2022 | 52.2051 | 46.7025 | 41.4993 | 37.8265 | 36.4366 | 36.7537 | 35.5441 | 35.1312 | 35.1723 | 36.0976 | 37.1073 | 39.9078 | 43.2089 | 43.9576 | 44.4891 | 41.9803 | 41.2743 | 38.9803 | 37.6606 | 34.4242 | 35.5754 | 36.7367 | 38.7948 | 43.2619 | 47.5174 | 49.9621 | 51.9795 | 55.2186 | 57.7756 | 62.851 | 65.3142 | 71.6562 | 76.7754 | 87.8586 | 90.9796 | 96.2353 | 96.2573 | 97.3586 | 95.386 | 96.7283 | 95.6937 | 92.4959 | 87.99 | 79.956 | 72.2465 | 65.6274 | 61.7839 | 73.1434
23 | Mount Barker | T232 | FY2023 | 52.2722 | 46.7843 | 41.581 | 37.8965 | 36.5066 | 36.8237 | 35.6141 | 35.2012 | 35.2423 | 36.1677 | 37.1773 | 39.7766 | 43.1245 | 43.505 | 44.069 | 40.9925 | 40.2877 | 37.3937 | 36.074 | 32.3347 | 33.4858 | 34.4501 | 36.5082 | 41.1753 | 45.4308 | 47.5755 | 49.5929 | 52.932 | 55.489 | 60.8611 | 63.3243 | 70.1663 | 75.2856 | 86.6338 | 90.0067 | 96.1126 | 96.4768 | 98.2232 | 96.5955 | 97.5693 | 96.1636 | 92.5921 | 87.7151 | 79.7727 | 72.1548 | 65.6274 | 61.7839 | 73.1434
23 | Mount Barker | T232 | FY2024 | 52.3346 | 46.8477 | 41.6444 | 37.9591 | 36.5693 | 36.8863 | 35.6767 | 35.2639 | 35.305 | 36.2303 | 37.2399 | 39.6486 | 43.0385 | 43.0474 | 43.6405 | 39.993 | 39.2892 | 35.7952 | 34.4755 | 30.336 | 31.4872 | 32.0516 | 34.1097 | 39.0768 | 43.3323 | 45.277 | 47.2944 | 50.6335 | 53.1905 | 58.9624 | 61.4256 | 68.7676 | 73.8869 | 85.4028 | 89.0415 | 96.1115 | 96.8224 | 99.1178 | 97.8392 | 98.4408 | 96.6626 | 92.7185 | 87.469 | 79.6087 | 72.0728 | 65.6274 | 61.7839 | 73.1434
23 | Mount Barker | T232 | FY2025 | 52.3928 | 46.9029 | 41.6997 | 38.0167 | 36.6269 | 36.9439 | 35.7343 | 35.3214 | 35.3626 | 36.2879 | 37.2975 | 39.5229 | 42.9514 | 42.5863 | 43.2063 | 39.0853 | 38.3825 | 34.3886 | 33.0689 | 28.4299 | 29.5811 | 29.845 | 31.903 | 37.0701 | 41.3256 | 43.0704 | 45.0878 | 48.5268 | 51.0838 | 57.1564 | 59.6196 | 67.4615 | 72.5808 | 84.4664 | 88.1815 | 95.9266 | 96.7884 | 99.3368 | 98.2112 | 98.7377 | 96.785 | 92.6668 | 87.2428 | 79.4579 | 71.9974 | 65.6274 | 61.7839 | 73.1434
23 | Mount Barker | T232 | FY2026 | 52.4521 | 46.9633 | 41.7601 | 38.0762 | 36.6864 | 37.0034 | 35.7939 | 35.381 | 35.4221 | 36.3474 | 37.357 | 39.3964 | 42.8647 | 42.2266 | 42.8743 | 38.0807 | 37.3789 | 32.785 | 31.4653 | 26.3261 | 27.4772 | 27.5414 | 29.5994 | 35.0665 | 39.322 | 40.7668 | 42.7842 | 46.3232 | 48.8802 | 55.2525 | 57.7157 | 65.9577 | 71.077 | 83.5265 | 87.2195 | 95.5411 | 96.4577 | 99.3632 | 98.2947 | 98.7421 | 96.7101 | 92.5124 | 87.0091 | 79.3021 | 71.9195 | 65.6274 | 61.7839 | 73.1434
23 | Mount Barker | T232 | FY2027 | 52.5107 | 47.0258 | 41.8226 | 38.1357 | 36.7458 | 37.0628 | 35.8533 | 35.4404 | 35.4815 | 36.4068 | 37.4164 | 39.2698 | 42.778 | 41.6668 | 42.3421 | 36.976 | 36.2752 | 31.0812 | 29.7615 | 24.0216 | 25.1728 | 24.9376 | 26.9957 | 32.6628 | 36.9183 | 38.163 | 40.1805 | 43.7195 | 46.2765 | 53.0479 | 55.5111 | 64.3531 | 69.4724 | 82.4935 | 86.1576 | 95.1488 | 96.1132 | 99.3688 | 98.3504 | 98.7262 | 96.6219 | 92.3513 | 86.7757 | 79.1465 | 71.8417 | 65.6274 | 61.7839 | 73.1434
23 | Mount Barker | T232 | FY2028 | 52.5613 | 47.0693 | 41.8661 | 38.1848 | 36.795 | 37.112 | 35.9024 | 35.4896 | 35.5307 | 36.456 | 37.4656 | 39.1479 | 42.689 | 41.2 | 41.8983 | 35.9548 | 35.2549 | 29.4609 | 28.1412 | 22.0027 | 23.1538 | 22.6173 | 24.6754 | 30.5424 | 34.798 | 35.8427 | 37.8601 | 41.3991 | 43.9561 | 51.1292 | 53.5924 | 62.9344 | 68.0537 | 81.5604 | 85.2064 | 94.8783 | 95.8881 | 99.3911 | 98.42 | 98.7289 | 96.5589 | 92.2239 | 86.5826 | 79.0178 | 71.7774 | 65.6274 | 61.7839 | 73.1434
24 | Mt Gambier | T326 | FY2019 | 15.7661 | 15.5976 | 14.8915 | 14.635 | 14.204 | 13.5004 | 13.0763 | 11.8089 | 12.3287 | 11.865 | 12.0871 | 13.2929 | 14.8606 | 16.0962 | 17.732 | 18.9208 | 20.1669 | 20.2556 | 19.4757 | 19.4672 | 19.3092 | 17.4427 | 17.2984 | 15.6487 | 16.7656 | 16.1759 | 15.4324 | 17.1252 | 16.9232 | 17.2319 | 17.8597 | 16.4121 | 16.4626 | 17.6469 | 21.2231 | 22.533 | 23.9813 | 24.6043 | 22.7185 | 20.9654 | 20.5547 | 19.2667 | 18.2263 | 16.8663 | 16.6794 | 16.4344 | 15.3412 | 17.0423
24 | Mt Gambier | T326 | FY2020 | 15.7759 | 15.6086 | 14.9026 | 14.645 | 14.214 | 13.5104 | 13.0863 | 11.8189 | 12.3387 | 11.875 | 12.0971 | 13.2885 | 14.8628 | 16.1029 | 17.7435 | 18.9369 | 20.1831 | 20.1718 | 19.392 | 19.3832 | 19.2251 | 17.3589 | 17.2146 | 15.4649 | 16.5818 | 15.9921 | 15.2486 | 16.9414 | 16.7394 | 17.1479 | 17.7757 | 16.4281 | 16.4356 | 17.6535 | 21.2556 | 22.5911 | 24.0783 | 24.7404 | 22.808 | 21.0121 | 20.5585 | 19.2274 | 18.187 | 16.8401 | 16.6663 | 16.4344 | 15.3412 | 17.0423
24 | Mt Gambier | T326 | FY2021 | 15.7902 | 15.6234 | 14.9173 | 14.6594 | 14.2284 | 13.5248 | 13.1007 | 11.8333 | 12.3531 | 11.8894 | 12.1115 | 13.282 | 14.866 | 16.1127 | 17.7599 | 18.86 | 20.1065 | 19.9951 | 19.2153 | 19.2064 | 19.0484 | 17.1822 | 17.038 | 15.2883 | 16.4051 | 15.8154 | 15.0719 | 16.8648 | 16.6628 | 17.0711 | 17.6989 | 16.3513 | 16.3024 | 17.6631 | 21.2971 | 22.6642 | 24.2019 | 24.9151 | 22.9209 | 21.0686 | 20.5585 | 19.1708 | 18.1304 | 16.8024 | 16.6474 | 16.4344 | 15.3412 | 17.0423
24 | Mt Gambier | T326 | FY2022 | 15.8084 | 15.6387 | 14.9327 | 14.677 | 14.246 | 13.5424 | 13.1183 | 11.8508 | 12.3707 | 11.907 | 12.1291 | 13.2742 | 14.8699 | 16.1246 | 17.78 | 18.7881 | 20.0349 | 19.9236 | 19.1438 | 19.0354 | 18.8774 | 17.0107 | 16.8665 | 15.1167 | 16.2336 | 15.7439 | 15.0004 | 16.6932 | 16.4913 | 16.9002 | 17.528 | 16.2804 | 16.1715 | 17.6747 | 21.3387 | 22.7354 | 24.3258 | 25.0924 | 23.0317 | 21.119 | 20.5489 | 19.1018 | 18.0614 | 16.7564 | 16.6244 | 16.4344 | 15.3412 | 17.0423
24 | Mt Gambier | T326 | FY2023 | 15.8257 | 15.6585 | 14.9525 | 14.6948 | 14.2639 | 13.5602 | 13.1361 | 11.8687 | 12.3886 | 11.9249 | 12.1469 | 13.2662 | 14.8739 | 16.1367 | 17.8004 | 18.8168 | 20.0639 | 19.8525 | 19.0727 | 18.8639 | 18.7059 | 16.8397 | 16.6954 | 14.9457 | 16.0626 | 15.5729 | 14.8294 | 16.6222 | 16.4202 | 16.8286 | 17.4564 | 15.4003 | 16.8664 | 18.495 | 22.1706 | 23.5785 | 25.2036 | 24.3886 | 22.2791 | 20.3248 | 19.7128 | 19.0316 | 17.9913 | 16.7096 | 16.6011 | 16.4344 | 15.3412 | 17.0423
24 | Mt Gambier | T326 | FY2024 | 15.8416 | 15.6732 | 14.9672 | 14.7105 | 14.2795 | 13.5759 | 13.1518 | 11.8844 | 12.4042 | 11.9405 | 12.1626 | 13.2592 | 14.8774 | 16.1473 | 17.8183 | 18.7419 | 19.9892 | 19.6779 | 18.8981 | 18.6895 | 18.5315 | 16.665 | 16.5208 | 14.671 | 15.7879 | 15.3982 | 14.6547 | 16.4476 | 16.2456 | 16.6543 | 17.282 | 15.3853 | 16.892 | 18.546 | 22.2357 | 23.6572 | 25.3165 | 24.455 | 22.299 | 20.3038 | 19.651 | 18.9701 | 17.9297 | 16.6686 | 16.5806 | 16.4344 | 15.3412 | 17.0423
24 | Mt Gambier | T326 | FY2025 | 15.8569 | 15.6881 | 14.9821 | 14.7256 | 14.2947 | 13.5911 | 13.167 | 11.8995 | 12.4194 | 11.9557 | 12.1777 | 13.2525 | 14.8808 | 16.1575 | 17.8356 | 18.7662 | 20.0138 | 19.6025 | 18.8226 | 18.5141 | 18.3561 | 16.4896 | 16.3453 | 14.5956 | 15.7125 | 15.2228 | 14.4793 | 16.3721 | 16.1701 | 16.5789 | 17.2066 | 15.2577 | 16.8166 | 18.6082 | 22.3243 | 23.7717 | 25.477 | 24.5577 | 22.3439 | 20.2964 | 19.5915 | 18.9106 | 17.8703 | 16.6289 | 16.5607 | 16.4344 | 15.3412 | 17.0423
24 | Mt Gambier | T326 | FY2026 | 15.8727 | 15.7053 | 14.9993 | 14.7417 | 14.3108 | 13.6072 | 13.1831 | 11.9156 | 12.4355 | 11.9718 | 12.1938 | 13.2453 | 14.8844 | 16.1684 | 17.854 | 18.692 | 19.9399 | 19.5286 | 18.7487 | 18.34 | 18.1819 | 16.3157 | 16.1714 | 14.4217 | 15.5386 | 15.0489 | 14.3054 | 16.1982 | 15.9962 | 16.5047 | 17.1325 | 15.1268 | 16.7425 | 18.6756 | 22.4209 | 23.8973 | 25.6527 | 24.6706 | 22.394 | 20.2901 | 19.5284 | 18.8473 | 17.807 | 16.5867 | 16.5396 | 16.4344 | 15.3412 | 17.0423
24 | Mt Gambier | T326 | FY2027 | 15.8886 | 15.7234 | 15.0174 | 14.7581 | 14.3272 | 13.6235 | 13.1994 | 11.932 | 12.4519 | 11.9882 | 12.2102 | 13.238 | 14.8881 | 16.1795 | 17.8726 | 18.7183 | 19.9664 | 19.3551 | 18.5753 | 18.166 | 18.008 | 16.1422 | 15.9979 | 14.1482 | 15.2651 | 14.8754 | 14.1319 | 16.1247 | 15.9227 | 16.3307 | 16.9585 | 14.9939 | 16.6685 | 18.7453 | 22.5217 | 24.0286 | 25.8362 | 24.7891 | 22.4476 | 20.2851 | 19.4646 | 18.7831 | 17.7427 | 16.5439 | 16.5182 | 16.4344 | 15.3412 | 17.0423
24 | Mt Gambier | T326 | FY2028 | 15.9026 | 15.7366 | 15.0305 | 14.7719 | 14.341 | 13.6373 | 13.2132 | 11.9458 | 12.4657 | 12.002 | 12.224 | 13.2318 | 14.8912 | 16.1888 | 17.8884 | 18.6404 | 19.8888 | 19.2774 | 18.4976 | 17.9886 | 17.8305 | 15.9646 | 15.8203 | 13.9706 | 15.0875 | 14.6978 | 13.9543 | 15.9471 | 15.7451 | 16.2533 | 16.881 | 14.9606 | 16.691 | 18.8103 | 22.619 | 24.158 | 26.0158 | 24.9077 | 22.5051 | 20.2866 | 19.4102 | 18.7289 | 17.6885 | 16.5077 | 16.5001 | 16.4344 | 15.3412 | 17.0423
25 | Neuroodla | T331 | FY2019 | 0.58007 | 0.54133 | 0.5242 | 0.49541 | 0.48181 | 0.46782 | 0.4476 | 0.44834 | 0.43225 | 0.41974 | 0.41659 | 0.43721 | 0.44825 | 0.45203 | 0.50259 | 0.52601 | 0.53778 | 0.54358 | 0.56242 | 0.47545 | 0.49962 | 0.58176 | 0.6088 | 0.65496 | 0.63938 | 0.67177 | 0.65104 | 0.66154 | 0.65046 | 0.65014 | 0.6787 | 0.72946 | 0.83053 | 0.82805 | 0.87274 | 0.86747 | 0.90843 | 0.93676 | 0.93749 | 0.91283 | 0.89584 | 0.85388 | 0.80792 | 0.73713 | 0.68309 | 0.68046 | 0.67295 | 0.68939
25 | Neuroodla | T331 | FY2020 | 0.58045 | 0.54167 | 0.52454 | 0.49579 | 0.48218 | 0.46819 | 0.44797 | 0.44871 | 0.43262 | 0.42011 | 0.41696 | 0.43705 | 0.44834 | 0.45228 | 0.50301 | 0.4266 | 0.43838 | 0.54419 | 0.56303 | 0.47606 | 0.50023 | 0.58236 | 0.60941 | 0.65556 | 0.63998 | 0.67237 | 0.65164 | 0.66215 | 0.65107 | 0.55075 | 0.57931 | 0.73007 | 0.83263 | 0.82829 | 0.87086 | 0.86345 | 0.90277 | 0.92948 | 0.93156 | 0.90838 | 0.89288 | 0.85242 | 0.80646 | 0.73615 | 0.6826 | 0.68046 | 0.67295 | 0.68939
25 | Neuroodla | T331 | FY2021 | 0.58099 | 0.54217 | 0.52504 | 0.49632 | 0.48271 | 0.46872 | 0.44851 | 0.44924 | 0.43315 | 0.42064 | 0.41749 | 0.43681 | 0.44846 | 0.45264 | 0.50362 | 0.42746 | 0.43924 | 0.54505 | 0.56389 | 0.47693 | 0.5011 | 0.58322 | 0.61027 | 0.55642 | 0.54084 | 0.67323 | 0.6525 | 0.66301 | 0.65193 | 0.55162 | 0.58018 | 0.73094 | 0.83326 | 0.82865 | 0.87054 | 0.86246 | 0.9018 | 0.92854 | 0.93018 | 0.90676 | 0.89102 | 0.85033 | 0.80437 | 0.73476 | 0.6819 | 0.68046 | 0.67295 | 0.68939
25 | Neuroodla | T331 | FY2022 | 0.58166 | 0.54268 | 0.52556 | 0.49696 | 0.48335 | 0.46936 | 0.44915 | 0.44988 | 0.43379 | 0.42128 | 0.41813 | 0.43652 | 0.4486 | 0.45307 | 0.50435 | 0.42848 | 0.44028 | 0.44609 | 0.46492 | 0.478 | 0.50217 | 0.48426 | 0.51131 | 0.55746 | 0.54188 | 0.57427 | 0.55354 | 0.66405 | 0.65297 | 0.5527 | 0.58125 | 0.73201 | 0.83399 | 0.82907 | 0.87022 | 0.86138 | 0.9008 | 0.92765 | 0.92871 | 0.90491 | 0.88883 | 0.84782 | 0.80185 | 0.73308 | 0.68106 | 0.68046 | 0.67295 | 0.68939
25 | Neuroodla | T331 | FY2023 | 0.5823 | 0.54336 | 0.52623 | 0.4976 | 0.484 | 0.47 | 0.44979 | 0.45052 | 0.43443 | 0.42193 | 0.41877 | 0.43624 | 0.44874 | 0.45351 | 0.50508 | 0.42951 | 0.44132 | 0.44713 | 0.46596 | 0.47903 | 0.5032 | 0.4853 | 0.51235 | 0.5585 | 0.54292 | 0.57531 | 0.55458 | 0.56509 | 0.55401 | 0.55373 | 0.58228 | 0.73304 | 0.83522 | 0.82949 | 0.86935 | 0.85919 | 0.89815 | 0.92455 | 0.92557 | 0.90199 | 0.88611 | 0.8453 | 0.79933 | 0.7314 | 0.68022 | 0.68046 | 0.67295 | 0.68939
25 | Neuroodla | T331 | FY2024 | 0.58287 | 0.54383 | 0.5267 | 0.49815 | 0.48455 | 0.47055 | 0.45034 | 0.45107 | 0.43498 | 0.42248 | 0.41932 | 0.43599 | 0.44887 | 0.45388 | 0.50571 | 0.4304 | 0.44221 | 0.44802 | 0.46686 | 0.37994 | 0.40411 | 0.48619 | 0.51324 | 0.55939 | 0.54381 | 0.5762 | 0.55547 | 0.56598 | 0.5549 | 0.55464 | 0.5832 | 0.73396 | 0.83644 | 0.82986 | 0.86847 | 0.85705 | 0.89548 | 0.92137 | 0.92249 | 0.8992 | 0.88362 | 0.84313 | 0.79717 | 0.72996 | 0.6795 | 0.68046 | 0.67295 | 0.68939
25 | Neuroodla | T331 | FY2025 | 0.58341 | 0.54432 | 0.52719 | 0.49868 | 0.48507 | 0.47108 | 0.45087 | 0.4516 | 0.43551 | 0.423 | 0.41985 | 0.43576 | 0.44898 | 0.45424 | 0.50631 | 0.43124 | 0.44307 | 0.44887 | 0.46771 | 0.3808 | 0.40498 | 0.48705 | 0.51409 | 0.46024 | 0.44466 | 0.57706 | 0.55632 | 0.56683 | 0.55575 | 0.55551 | 0.58406 | 0.63482 | 0.73696 | 0.73021 | 0.76827 | 0.8563 | 0.89485 | 0.9209 | 0.92148 | 0.89782 | 0.88189 | 0.84106 | 0.7951 | 0.72858 | 0.67881 | 0.68046 | 0.67295 | 0.68939
25 | Neuroodla | T331 | FY2026 | 0.58396 | 0.54486 | 0.52774 | 0.49923 | 0.48562 | 0.47163 | 0.45142 | 0.45215 | 0.43606 | 0.42355 | 0.4204 | 0.43551 | 0.44911 | 0.45461 | 0.50694 | 0.43212 | 0.44396 | 0.44976 | 0.4686 | 0.3817 | 0.40587 | 0.38794 | 0.41498 | 0.46114 | 0.44556 | 0.47795 | 0.45722 | 0.56772 | 0.55664 | 0.4564 | 0.48495 | 0.63572 | 0.7376 | 0.73057 | 0.76795 | 0.85527 | 0.89385 | 0.91995 | 0.92007 | 0.89616 | 0.87998 | 0.8389 | 0.79294 | 0.72714 | 0.67809 | 0.68046 | 0.67295 | 0.68939
25 | Neuroodla | T331 | FY2027 | 0.58447 | 0.54536 | 0.52823 | 0.49974 | 0.48614 | 0.47214 | 0.45193 | 0.45266 | 0.43657 | 0.42407 | 0.42091 | 0.43528 | 0.44922 | 0.45495 | 0.50753 | 0.43294 | 0.44479 | 0.35059 | 0.36943 | 0.38253 | 0.40671 | 0.38877 | 0.41581 | 0.46197 | 0.44639 | 0.47878 | 0.45805 | 0.46855 | 0.45747 | 0.45723 | 0.48579 | 0.63655 | 0.74006 | 0.73091 | 0.76579 | 0.85061 | 0.88736 | 0.91164 | 0.91319 | 0.8909 | 0.87634 | 0.83689 | 0.79093 | 0.7258 | 0.67742 | 0.68046 | 0.67295 | 0.68939
25 | Neuroodla | T331 | FY2028 | 0.58492 | 0.5457 | 0.52857 | 0.50017 | 0.48656 | 0.47257 | 0.45235 | 0.45309 | 0.437 | 0.42449 | 0.42134 | 0.43509 | 0.44932 | 0.45524 | 0.50801 | 0.33363 | 0.34548 | 0.35128 | 0.37012 | 0.28324 | 0.30742 | 0.38946 | 0.4165 | 0.46266 | 0.44708 | 0.47947 | 0.45874 | 0.46924 | 0.45816 | 0.45795 | 0.4865 | 0.63726 | 0.74155 | 0.73119 | 0.76457 | 0.84787 | 0.88366 | 0.907 | 0.90918 | 0.88765 | 0.87387 | 0.83522 | 0.78925 | 0.72468 | 0.67686 | 0.68046 | 0.67295 | 0.68939
26 | North West Bend | T400 | FY2019 | 22.4846 | 23.8392 | 23.7265 | 23.6728 | 23.2075 | 23.2782 | 22.8314 | 22.942 | 23.1645 | 23.3905 | 22.432 | 22.6761 | 22.8665 | 22.7721 | 21.8625 | 20.6196 | 19.4525 | 17.3083 | 17.0665 | 16.5965 | 16.567 | 15.4979 | 15.011 | 15.3033 | 14.201 | 13.8673 | 14.2736 | 15.2655 | 15.314 | 15.1791 | 15.1874 | 15.863 | 16.4511 | 17.6031 | 18.3693 | 19.3492 | 19.573 | 19.7022 | 19.8838 | 20.1093 | 20.0858 | 21.743 | 22.1608 | 23.838 | 23.9266 | 24.2113 | 24.9434 | 27.8975
26 | North West Bend | T400 | FY2020 | 22.4957 | 23.8513 | 23.7385 | 23.6841 | 23.2189 | 23.2895 | 22.8427 | 22.9533 | 23.1758 | 23.4018 | 22.4433 | 22.5711 | 22.7691 | 22.6798 | 21.7754 | 20.4377 | 19.2708 | 17.0266 | 16.7848 | 16.1146 | 16.0852 | 15.0162 | 14.5293 | 14.8216 | 13.7193 | 13.3856 | 13.7919 | 14.7838 | 14.8324 | 14.7972 | 14.8055 | 15.5812 | 16.1692 | 17.4106 | 18.1576 | 19.3179 | 19.537 | 19.662 | 19.8394 | 20.065 | 20.0415 | 21.6986 | 22.094 | 23.8084 | 23.9342 | 24.2561 | 25.0106 | 27.9871
26 | North West Bend | T400 | FY2021 | 22.5119 | 23.8665 | 23.7537 | 23.7001 | 23.2349 | 23.3055 | 22.8588 | 22.9693 | 23.1918 | 23.4178 | 22.4593 | 22.5639 | 22.7726 | 22.5906 | 21.6937 | 20.2634 | 19.0967 | 16.7526 | 16.5107 | 15.7408 | 15.7113 | 14.5422 | 14.0553 | 14.4475 | 13.3453 | 12.9116 | 13.3179 | 14.3098 | 14.3583 | 14.4234 | 14.4317 | 15.3074 | 15.8954 | 17.3212 | 18.0409 | 19.1735 | 19.3861 | 19.605 | 19.7764 | 20.0019 | 19.9784 | 21.6356 | 22.036 | 23.7665 | 23.9083 | 24.2461 | 24.9956 | 27.9671
26 | North West Bend | T400 | FY2022 | 22.5321 | 23.8821 | 23.7694 | 23.7194 | 23.2542 | 23.3248 | 22.8781 | 22.9886 | 23.2112 | 23.4371 | 22.4786 | 22.5553 | 22.777 | 22.5037 | 21.6158 | 19.9944 | 18.828 | 16.3838 | 16.142 | 15.373 | 15.3435 | 14.0735 | 13.5866 | 13.9788 | 12.8766 | 12.4428 | 12.8492 | 13.9411 | 13.9896 | 14.0557 | 14.064 | 14.9397 | 15.5277 | 17.1339 | 17.8208 | 19.12 | 19.3246 | 19.5364 | 19.7006 | 19.9253 | 19.9018 | 21.5598 | 21.9642 | 23.7159 | 23.8789 | 24.238 | 24.9835 | 27.951
26 | North West Bend | T400 | FY2023 | 22.5513 | 23.9031 | 23.7903 | 23.739 | 23.2737 | 23.3444 | 22.8976 | 23.0082 | 23.2307 | 23.4567 | 22.4982 | 22.5466 | 22.7813 | 22.4169 | 21.5381 | 19.8257 | 18.6597 | 16.1155 | 15.8737 | 14.9043 | 14.8748 | 13.6051 | 13.1182 | 13.6105 | 12.5082 | 11.9745 | 12.3808 | 13.4727 | 13.5213 | 13.6869 | 13.6952 | 14.6709 | 15.259 | 16.9468 | 17.6004 | 18.9659 | 19.1625 | 19.467 | 19.6239 | 19.8489 | 19.8254 | 21.4831 | 21.8917 | 23.6648 | 23.8492 | 24.2297 | 24.971 | 27.9343
26 | North West Bend | T400 | FY2024 | 22.5687 | 23.9182 | 23.8054 | 23.7559 | 23.2907 | 23.3613 | 22.9145 | 23.0251 | 23.2476 | 23.4736 | 22.5151 | 22.539 | 22.7851 | 22.3284 | 21.4574 | 19.6528 | 18.4871 | 15.7429 | 15.5011 | 14.5321 | 14.5027 | 13.1326 | 12.6457 | 13.1379 | 12.0357 | 11.5019 | 11.9082 | 13.0001 | 13.0487 | 13.3149 | 13.3232 | 14.3988 | 14.9869 | 16.758 | 17.3828 | 18.919 | 19.1087 | 19.4068 | 19.5574 | 19.782 | 19.7585 | 21.4166 | 21.8268 | 23.6204 | 23.8254 | 24.2265 | 24.9662 | 27.9279
26 | North West Bend | T400 | FY2025 | 22.5854 | 23.9343 | 23.8215 | 23.7725 | 23.3072 | 23.3779 | 22.9311 | 23.0417 | 23.2642 | 23.4902 | 22.5317 | 22.4316 | 22.6888 | 22.2396 | 21.3764 | 19.4794 | 18.314 | 15.4698 | 15.228 | 14.0591 | 14.0297 | 12.6594 | 12.1725 | 12.7648 | 11.6625 | 11.1288 | 11.5351 | 12.527 | 12.5755 | 12.9419 | 12.9501 | 14.1258 | 14.7139 | 16.569 | 17.1655 | 18.7731 | 18.9559 | 19.3479 | 19.4923 | 19.7168 | 19.6933 | 21.3515 | 21.7261 | 23.577 | 23.8393 | 24.2976 | 25.0729 | 28.0702
26 | North West Bend | T400 | FY2026 | 22.6027 | 23.9527 | 23.8399 | 23.79 | 23.3248 | 23.3954 | 22.9486 | 23.0592 | 23.2817 | 23.5077 | 22.5492 | 22.4238 | 22.6927 | 22.1514 | 21.2964 | 19.3075 | 18.1423 | 15.1982 | 14.9563 | 13.6873 | 13.6579 | 12.1878 | 11.7009 | 12.2932 | 11.1909 | 10.6572 | 11.0635 | 12.0554 | 12.1039 | 12.47 | 12.4783 | 13.854 | 14.4421 | 16.3806 | 16.9473 | 18.7246 | 18.9002 | 19.2856 | 19.4235 | 19.6481 | 19.6247 | 21.2827 | 21.6225 | 23.5312 | 23.8512 | 24.3673 | 25.1775 | 28.2096
26 | North West Bend | T400 | FY2027 | 22.62 | 23.9721 | 23.8593 | 23.8077 | 23.3425 | 23.4131 | 22.9664 | 23.0769 | 23.2994 | 23.5254 | 22.5669 | 22.4159 | 22.6967 | 22.0634 | 21.2166 | 19.0359 | 17.8711 | 14.8269 | 14.5851 | 13.2156 | 13.1862 | 11.7165 | 11.2296 | 11.8219 | 10.7196 | 10.0859 | 10.4922 | 11.5841 | 11.6327 | 12.0983 | 12.1066 | 13.4822 | 14.0703 | 16.1923 | 16.7288 | 18.5755 | 18.7438 | 19.2226 | 19.3539 | 19.5789 | 19.5554 | 21.2131 | 21.5152 | 23.4847 | 23.8656 | 24.4426 | 25.2903 | 28.3601
26 | North West Bend | T400 | FY2028 | 22.6351 | 23.986 | 23.8732 | 23.8226 | 23.3573 | 23.428 | 22.9812 | 23.0918 | 23.3143 | 23.5403 | 22.5818 | 22.4093 | 22.7 | 21.9735 | 21.1336 | 18.8598 | 17.6952 | 14.551 | 14.3092 | 12.8399 | 12.8105 | 11.2406 | 10.7537 | 11.446 | 10.3437 | 9.61 | 10.0163 | 11.1082 | 11.1567 | 11.7226 | 11.7309 | 13.2066 | 13.7947 | 16.1022 | 16.6133 | 18.5343 | 18.6965 | 19.1698 | 19.2955 | 19.5203 | 19.4968 | 21.1547 | 21.4206 | 23.4458 | 23.8824 | 24.5151 | 25.399 | 28.505
27 | Para | H161 | FY2019 | 199.0137 | 190.6498 | 181.66 | 174.221 | 170.8636 | 169.7401 | 167.8473 | 166.8553 | 168.2704 | 172.146 | 175.1449 | 179.8068 | 185.5856 | 194.3279 | 204.5138 | 212.5642 | 219.4301 | 217.3797 | 221.8207 | 224.5509 | 230.6947 | 237.285 | 243.1837 | 243.6212 | 245.4162 | 246.5108 | 248.1793 | 251.7386 | 255.1321 | 273.3638 | 268.9381 | 256.6219 | 253.0722 | 301.3833 | 321.0509 | 284.5926 | 287.5653 | 307.6496 | 324.6593 | 329.4544 | 329.9986 | 202.6041 | 284.4915 | 294.0976 | 277.3452 | 261.2006 | 248.8367 | 247.6193
27 | Para | H161 | FY2020 | 199.141 | 190.794 | 181.8041 | 174.3517 | 170.9943 | 169.8708 | 167.978 | 166.9859 | 168.4011 | 172.2766 | 175.2755 | 179.5485 | 185.4148 | 193.1162 | 203.3631 | 209.8737 | 216.7418 | 213.0914 | 217.5324 | 218.8592 | 225.0031 | 230.8967 | 236.7954 | 237.8329 | 239.6279 | 240.0225 | 241.691 | 245.3503 | 248.7438 | 266.8538 | 263.5461 | 253.7478 | 251.3161 | 302.3236 | 322.8866 | 286.8845 | 288.6855 | 308.3032 | 324.1461 | 328.9442 | 329.4884 | 202.0909 | 283.9783 | 293.7555 | 277.1742 | 261.2006 | 248.8367 | 247.6193
27 | Para | H161 | FY2021 | 199.3281 | 190.9809 | 181.9911 | 174.5387 | 171.1813 | 170.0578 | 168.165 | 167.173 | 168.5881 | 172.4637 | 175.4626 | 179.265 | 185.2567 | 191.8427 | 202.1766 | 206.9735 | 213.8448 | 208.6944 | 213.1355 | 212.9622 | 219.1061 | 224.1998 | 230.0984 | 231.9359 | 233.731 | 233.5255 | 235.194 | 238.9534 | 242.3468 | 260.3168 | 258.0491 | 250.7909 | 249.3992 | 303.0675 | 324.3521 | 288.7868 | 289.4708 | 308.5786 | 323.3116 | 328.2097 | 328.7539 | 201.3564 | 283.2438 | 293.2658 | 276.9293 | 261.2006 | 248.8367 | 247.6193
27 | Para | H161 | FY2022 | 199.5637 | 191.1756 | 182.1857 | 174.7661 | 171.4087 | 170.2852 | 168.3924 | 167.4003 | 168.8155 | 172.691 | 175.6899 | 178.8635 | 185.0075 | 190.5965 | 201.0363 | 204.3381 | 211.2132 | 204.4628 | 208.9039 | 207.4388 | 213.5827 | 217.8682 | 223.7668 | 226.1043 | 227.8994 | 227.1939 | 228.8624 | 232.6218 | 236.0152 | 253.9857 | 252.8266 | 247.9769 | 247.6939 | 303.9436 | 325.9496 | 290.7827 | 290.2646 | 308.779 | 322.3186 | 327.3093 | 327.8535 | 200.4633 | 282.3508 | 292.6704 | 276.6317 | 261.2006 | 248.8367 | 247.6193
27 | Para | H161 | FY2023 | 199.7897 | 191.4346 | 182.4447 | 174.9988 | 171.6413 | 170.5178 | 168.625 | 167.633 | 169.0481 | 172.9237 | 175.9226 | 178.3597 | 184.6595 | 189.3539 | 199.9019 | 201.4111 | 208.2901 | 200.0397 | 204.4807 | 201.6091 | 207.753 | 211.245 | 217.1437 | 220.1812 | 221.9762 | 220.4708 | 222.1393 | 226.1987 | 229.5921 | 247.2604 | 247.1962 | 245.0414 | 245.8532 | 304.8821 | 327.5868 | 292.8231 | 291.1145 | 308.9471 | 321.305 | 326.4016 | 326.9458 | 199.5498 | 281.4372 | 292.0614 | 276.3271 | 261.2006 | 248.8367 | 247.6193
27 | Para | H161 | FY2024 | 199.9969 | 191.628 | 182.6382 | 175.2032 | 171.8458 | 170.7223 | 168.8295 | 167.8375 | 169.2526 | 173.1282 | 176.1271 | 177.9684 | 184.4052 | 188.0922 | 198.7354 | 198.6389 | 205.5214 | 195.571 | 200.012 | 195.7432 | 201.8871 | 204.4764 | 210.375 | 214.2125 | 216.0075 | 214.0021 | 215.6706 | 219.73 | 223.1234 | 240.7519 | 241.8305 | 242.1186 | 244.0733 | 305.846 | 329.3454 | 294.8854 | 291.9498 | 309.3632 | 320.5019 | 325.5961 | 326.1403 | 198.7467 | 280.6341 | 291.526 | 276.0594 | 261.2006 | 248.8367 | 247.6193
27 | Para | H161 | FY2025 | 200.1933 | 191.8159 | 182.826 | 175.3979 | 172.0404 | 170.9169 | 169.0242 | 168.0321 | 169.4472 | 173.3228 | 176.3217 | 177.6816 | 184.2487 | 186.9239 | 197.6577 | 196.0509 | 202.9367 | 191.5863 | 196.0274 | 190.5602 | 196.7041 | 198.4917 | 204.3903 | 208.8278 | 210.6229 | 208.0174 | 209.6859 | 213.8453 | 217.2388 | 234.755 | 236.8478 | 239.45 | 242.4188 | 306.6171 | 330.7992 | 296.7887 | 292.7589 | 309.6856 | 319.7375 | 324.8301 | 325.3744 | 197.9822 | 279.8697 | 291.0163 | 275.8046 | 261.2006 | 248.8367 | 247.6193
27 | Para | H161 | FY2026 | 200.3976 | 192.0341 | 183.0443 | 175.605 | 172.2475 | 171.124 | 169.2313 | 168.2392 | 169.6543 | 173.5299 | 176.5288 | 177.3891 | 184.095 | 185.6639 | 196.4942 | 193.383 | 200.2722 | 187.2218 | 191.6629 | 184.893 | 191.0368 | 192.1272 | 198.0259 | 202.9634 | 204.7584 | 201.553 | 203.2214 | 207.5808 | 210.9743 | 228.2871 | 231.4802 | 236.5827 | 240.6518 | 307.655 | 332.5848 | 298.9161 | 293.7008 | 310.0499 | 318.9242 | 324.0193 | 324.5635 | 197.169 | 279.0564 | 290.4741 | 275.5335 | 261.2006 | 248.8367 | 247.6193
27 | Para | H161 | FY2027 | 200.602 | 192.263 | 183.2731 | 175.8143 | 172.4568 | 171.3333 | 169.4405 | 168.4485 | 169.8636 | 173.7392 | 176.7381 | 176.8957 | 183.7418 | 184.3055 | 195.2332 | 190.2185 | 197.1113 | 182.2609 | 186.702 | 178.3272 | 184.471 | 184.7663 | 190.6649 | 196.4024 | 198.1975 | 194.192 | 195.8605 | 200.3199 | 203.7134 | 220.885 | 225.3138 | 233.3522 | 238.6571 | 308.6009 | 334.41 | 301.2439 | 294.7067 | 310.5419 | 318.1022 | 323.2017 | 323.7459 | 196.347 | 278.2344 | 289.9262 | 275.2595 | 261.2006 | 248.8367 | 247.6193
27 | Para | H161 | FY2028 | 200.7805 | 192.4281 | 183.4382 | 175.9901 | 172.6326 | 171.5092 | 169.6164 | 168.6243 | 170.0395 | 173.915 | 176.9139 | 176.6172 | 183.5811 | 182.9244 | 193.934 | 187.3004 | 194.1962 | 177.8458 | 182.2869 | 172.6147 | 178.7586 | 178.1512 | 184.0498 | 190.4873 | 192.2824 | 187.7769 | 189.4454 | 194.0048 | 197.3983 | 214.3507 | 219.9017 | 230.5622 | 236.9892 | 309.5836 | 336.2154 | 303.4233 | 295.6917 | 311.0391 | 317.4116 | 322.5088 | 323.053 | 195.6564 | 277.5438 | 289.4658 | 275.0294 | 261.2006 | 248.8367 | 247.6193
28 | Parafield Gardens West | H453 | FY2019 | 199.0137 | 190.6498 | 181.66 | 174.221 | 170.8636 | 169.7401 | 167.8473 | 166.8553 | 168.2704 | 172.146 | 175.1449 | 179.8068 | 185.5856 | 194.3279 | 204.5138 | 212.5642 | 219.4301 | 217.3797 | 221.8207 | 224.5509 | 230.6947 | 237.285 | 243.1837 | 243.6212 | 245.4162 | 246.5108 | 248.1793 | 251.7386 | 255.1321 | 273.3638 | 268.9381 | 256.6219 | 253.0722 | 301.3833 | 321.0509 | 284.5926 | 287.5653 | 307.6496 | 324.6593 | 329.4544 | 329.9986 | 202.6041 | 284.4915 | 294.0976 | 277.3452 | 261.2006 | 248.8367 | 247.6193
28 | Parafield Gardens West | H453 | FY2020 | 199.141 | 190.794 | 181.8041 | 174.3517 | 170.9943 | 169.8708 | 167.978 | 166.9859 | 168.4011 | 172.2766 | 175.2755 | 179.5485 | 185.4148 | 193.1162 | 203.3631 | 209.8737 | 216.7418 | 213.0914 | 217.5324 | 218.8592 | 225.0031 | 230.8967 | 236.7954 | 237.8329 | 239.6279 | 240.0225 | 241.691 | 245.3503 | 248.7438 | 266.8538 | 263.5461 | 253.7478 | 251.3161 | 302.3236 | 322.8866 | 286.8845 | 288.6855 | 308.3032 | 324.1461 | 328.9442 | 329.4884 | 202.0909 | 283.9783 | 293.7555 | 277.1742 | 261.2006 | 248.8367 | 247.6193
28 | Parafield Gardens West | H453 | FY2021 | 199.3281 | 190.9809 | 181.9911 | 174.5387 | 171.1813 | 170.0578 | 168.165 | 167.173 | 168.5881 | 172.4637 | 175.4626 | 179.265 | 185.2567 | 191.8427 | 202.1766 | 206.9735 | 213.8448 | 208.6944 | 213.1355 | 212.9622 | 219.1061 | 224.1998 | 230.0984 | 231.9359 | 233.731 | 233.5255 | 235.194 | 238.9534 | 242.3468 | 260.3168 | 258.0491 | 250.7909 | 249.3992 | 303.0675 | 324.3521 | 288.7868 | 289.4708 | 308.5786 | 323.3116 | 328.2097 | 328.7539 | 201.3564 | 283.2438 | 293.2658 | 276.9293 | 261.2006 | 248.8367 | 247.6193
28 | Parafield Gardens West | H453 | FY2022 | 199.5637 | 191.1756 | 182.1857 | 174.7661 | 171.4087 | 170.2852 | 168.3924 | 167.4003 | 168.8155 | 172.691 | 175.6899 | 178.8635 | 185.0075 | 190.5965 | 201.0363 | 204.3381 | 211.2132 | 204.4628 | 208.9039 | 207.4388 | 213.5827 | 217.8682 | 223.7668 | 226.1043 | 227.8994 | 227.1939 | 228.8624 | 232.6218 | 236.0152 | 253.9857 | 252.8266 | 247.9769 | 247.6939 | 303.9436 | 325.9496 | 290.7827 | 290.2646 | 308.779 | 322.3186 | 327.3093 | 327.8535 | 200.4633 | 282.3508 | 292.6704 | 276.6317 | 261.2006 | 248.8367 | 247.6193
28 | Parafield Gardens West | H453 | FY2023 | 199.7897 | 191.4346 | 182.4447 | 174.9988 | 171.6413 | 170.5178 | 168.625 | 167.633 | 169.0481 | 172.9237 | 175.9226 | 178.3597 | 184.6595 | 189.3539 | 199.9019 | 201.4111 | 208.2901 | 200.0397 | 204.4807 | 201.6091 | 207.753 | 211.245 | 217.1437 | 220.1812 | 221.9762 | 220.4708 | 222.1393 | 226.1987 | 229.5921 | 247.2604 | 247.1962 | 245.0414 | 245.8532 | 304.8821 | 327.5868 | 292.8231 | 291.1145 | 308.9471 | 321.305 | 326.4016 | 326.9458 | 199.5498 | 281.4372 | 292.0614 | 276.3271 | 261.2006 | 248.8367 | 247.6193
28 | Parafield Gardens West | H453 | FY2024 | 199.9969 | 191.628 | 182.6382 | 175.2032 | 171.8458 | 170.7223 | 168.8295 | 167.8375 | 169.2526 | 173.1282 | 176.1271 | 177.9684 | 184.4052 | 188.0922 | 198.7354 | 198.6389 | 205.5214 | 195.571 | 200.012 | 195.7432 | 201.8871 | 204.4764 | 210.375 | 214.2125 | 216.0075 | 214.0021 | 215.6706 | 219.73 | 223.1234 | 240.7519 | 241.8305 | 242.1186 | 244.0733 | 305.846 | 329.3454 | 294.8854 | 291.9498 | 309.3632 | 320.5019 | 325.5961 | 326.1403 | 198.7467 | 280.6341 | 291.526 | 276.0594 | 261.2006 | 248.8367 | 247.6193
28 | Parafield Gardens West | H453 | FY2025 | 200.1933 | 191.8159 | 182.826 | 175.3979 | 172.0404 | 170.9169 | 169.0242 | 168.0321 | 169.4472 | 173.3228 | 176.3217 | 177.6816 | 184.2487 | 186.9239 | 197.6577 | 196.0509 | 202.9367 | 191.5863 | 196.0274 | 190.5602 | 196.7041 | 198.4917 | 204.3903 | 208.8278 | 210.6229 | 208.0174 | 209.6859 | 213.8453 | 217.2388 | 234.755 | 236.8478 | 239.45 | 242.4188 | 306.6171 | 330.7992 | 296.7887 | 292.7589 | 309.6856 | 319.7375 | 324.8301 | 325.3744 | 197.9822 | 279.8697 | 291.0163 | 275.8046 | 261.2006 | 248.8367 | 247.6193
28 | Parafield Gardens West | H453 | FY2026 | 200.3976 | 192.0341 | 183.0443 | 175.605 | 172.2475 | 171.124 | 169.2313 | 168.2392 | 169.6543 | 173.5299 | 176.5288 | 177.3891 | 184.095 | 185.6639 | 196.4942 | 193.383 | 200.2722 | 187.2218 | 191.6629 | 184.893 | 191.0368 | 192.1272 | 198.0259 | 202.9634 | 204.7584 | 201.553 | 203.2214 | 207.5808 | 210.9743 | 228.2871 | 231.4802 | 236.5827 | 240.6518 | 307.655 | 332.5848 | 298.9161 | 293.7008 | 310.0499 | 318.9242 | 324.0193 | 324.5635 | 197.169 | 279.0564 | 290.4741 | 275.5335 | 261.2006 | 248.8367 | 247.6193
28 | Parafield Gardens West | H453 | FY2027 | 200.602 | 192.263 | 183.2731 | 175.8143 | 172.4568 | 171.3333 | 169.4405 | 168.4485 | 169.8636 | 173.7392 | 176.7381 | 176.8957 | 183.7418 | 184.3055 | 195.2332 | 190.2185 | 197.1113 | 182.2609 | 186.702 | 178.3272 | 184.471 | 184.7663 | 190.6649 | 196.4024 | 198.1975 | 194.192 | 195.8605 | 200.3199 | 203.7134 | 220.885 | 225.3138 | 233.3522 | 238.6571 | 308.6009 | 334.41 | 301.2439 | 294.7067 | 310.5419 | 318.1022 | 323.2017 | 323.7459 | 196.347 | 278.2344 | 289.9262 | 275.2595 | 261.2006 | 248.8367 | 247.6193
28 | Parafield Gardens West | H453 | FY2028 | 200.7805 | 192.4281 | 183.4382 | 175.9901 | 172.6326 | 171.5092 | 169.6164 | 168.6243 | 170.0395 | 173.915 | 176.9139 | 176.6172 | 183.5811 | 182.9244 | 193.934 | 187.3004 | 194.1962 | 177.8458 | 182.2869 | 172.6147 | 178.7586 | 178.1512 | 184.0498 | 190.4873 | 192.2824 | 187.7769 | 189.4454 | 194.0048 | 197.3983 | 214.3507 | 219.9017 | 230.5622 | 236.9892 | 309.5836 | 336.2154 | 303.4233 | 295.6917 | 311.0391 | 317.4116 | 322.5088 | 323.053 | 195.6564 | 277.5438 | 289.4658 | 275.0294 | 261.2006 | 248.8367 | 247.6193
29 | Munno Para | H488 | FY2019 | 199.0137 | 190.6498 | 181.66 | 174.221 | 170.8636 | 169.7401 | 167.8473 | 166.8553 | 168.2704 | 172.146 | 175.1449 | 179.8068 | 185.5856 | 194.3279 | 204.5138 | 212.5642 | 219.4301 | 217.3797 | 221.8207 | 224.5509 | 230.6947 | 237.285 | 243.1837 | 243.6212 | 245.4162 | 246.5108 | 248.1793 | 251.7386 | 255.1321 | 273.3638 | 268.9381 | 256.6219 | 253.0722 | 301.3833 | 321.0509 | 284.5926 | 287.5653 | 307.6496 | 324.6593 | 329.4544 | 329.9986 | 202.6041 | 284.4915 | 294.0976 | 277.3452 | 261.2006 | 248.8367 | 247.6193
29 | Munno Para | H488 | FY2020 | 199.141 | 190.794 | 181.8041 | 174.3517 | 170.9943 | 169.8708 | 167.978 | 166.9859 | 168.4011 | 172.2766 | 175.2755 | 179.5485 | 185.4148 | 193.1162 | 203.3631 | 209.8737 | 216.7418 | 213.0914 | 217.5324 | 218.8592 | 225.0031 | 230.8967 | 236.7954 | 237.8329 | 239.6279 | 240.0225 | 241.691 | 245.3503 | 248.7438 | 266.8538 | 263.5461 | 253.7478 | 251.3161 | 302.3236 | 322.8866 | 286.8845 | 288.6855 | 308.3032 | 324.1461 | 328.9442 | 329.4884 | 202.0909 | 283.9783 | 293.7555 | 277.1742 | 261.2006 | 248.8367 | 247.6193
29 | Munno Para | H488 | FY2021 | 199.3281 | 190.9809 | 181.9911 | 174.5387 | 171.1813 | 170.0578 | 168.165 | 167.173 | 168.5881 | 172.4637 | 175.4626 | 179.265 | 185.2567 | 191.8427 | 202.1766 | 206.9735 | 213.8448 | 208.6944 | 213.1355 | 212.9622 | 219.1061 | 224.1998 | 230.0984 | 231.9359 | 233.731 | 233.5255 | 235.194 | 238.9534 | 242.3468 | 260.3168 | 258.0491 | 250.7909 | 249.3992 | 303.0675 | 324.3521 | 288.7868 | 289.4708 | 308.5786 | 323.3116 | 328.2097 | 328.7539 | 201.3564 | 283.2438 | 293.2658 | 276.9293 | 261.2006 | 248.8367 | 247.6193
29 | Munno Para | H488 | FY2022 | 199.5637 | 191.1756 | 182.1857 | 174.7661 | 171.4087 | 170.2852 | 168.3924 | 167.4003 | 168.8155 | 172.691 | 175.6899 | 178.8635 | 185.0075 | 190.5965 | 201.0363 | 204.3381 | 211.2132 | 204.4628 | 208.9039 | 207.4388 | 213.5827 | 217.8682 | 223.7668 | 226.1043 | 227.8994 | 227.1939 | 228.8624 | 232.6218 | 236.0152 | 253.9857 | 252.8266 | 247.9769 | 247.6939 | 303.9436 | 325.9496 | 290.7827 | 290.2646 | 308.779 | 322.3186 | 327.3093 | 327.8535 | 200.4633 | 282.3508 | 292.6704 | 276.6317 | 261.2006 | 248.8367 | 247.6193
29 | Munno Para | H488 | FY2023 | 199.7897 | 191.4346 | 182.4447 | 174.9988 | 171.6413 | 170.5178 | 168.625 | 167.633 | 169.0481 | 172.9237 | 175.9226 | 178.3597 | 184.6595 | 189.3539 | 199.9019 | 201.4111 | 208.2901 | 200.0397 | 204.4807 | 201.6091 | 207.753 | 211.245 | 217.1437 | 220.1812 | 221.9762 | 220.4708 | 222.1393 | 226.1987 | 229.5921 | 247.2604 | 247.1962 | 245.0414 | 245.8532 | 304.8821 | 327.5868 | 292.8231 | 291.1145 | 308.9471 | 321.305 | 326.4016 | 326.9458 | 199.5498 | 281.4372 | 292.0614 | 276.3271 | 261.2006 | 248.8367 | 247.6193
29 | Munno Para | H488 | FY2024 | 199.9969 | 191.628 | 182.6382 | 175.2032 | 171.8458 | 170.7223 | 168.8295 | 167.8375 | 169.2526 | 173.1282 | 176.1271 | 177.9684 | 184.4052 | 188.0922 | 198.7354 | 198.6389 | 205.5214 | 195.571 | 200.012 | 195.7432 | 201.8871 | 204.4764 | 210.375 | 214.2125 | 216.0075 | 214.0021 | 215.6706 | 219.73 | 223.1234 | 240.7519 | 241.8305 | 242.1186 | 244.0733 | 305.846 | 329.3454 | 294.8854 | 291.9498 | 309.3632 | 320.5019 | 325.5961 | 326.1403 | 198.7467 | 280.6341 | 291.526 | 276.0594 | 261.2006 | 248.8367 | 247.6193
29 | Munno Para | H488 | FY2025 | 200.1933 | 191.8159 | 182.826 | 175.3979 | 172.0404 | 170.9169 | 169.0242 | 168.0321 | 169.4472 | 173.3228 | 176.3217 | 177.6816 | 184.2487 | 186.9239 | 197.6577 | 196.0509 | 202.9367 | 191.5863 | 196.0274 | 190.5602 | 196.7041 | 198.4917 | 204.3903 | 208.8278 | 210.6229 | 208.0174 | 209.6859 | 213.8453 | 217.2388 | 234.755 | 236.8478 | 239.45 | 242.4188 | 306.6171 | 330.7992 | 296.7887 | 292.7589 | 309.6856 | 319.7375 | 324.8301 | 325.3744 | 197.9822 | 279.8697 | 291.0163 | 275.8046 | 261.2006 | 248.8367 | 247.6193
29 | Munno Para | H488 | FY2026 | 200.3976 | 192.0341 | 183.0443 | 175.605 | 172.2475 | 171.124 | 169.2313 | 168.2392 | 169.6543 | 173.5299 | 176.5288 | 177.3891 | 184.095 | 185.6639 | 196.4942 | 193.383 | 200.2722 | 187.2218 | 191.6629 | 184.893 | 191.0368 | 192.1272 | 198.0259 | 202.9634 | 204.7584 | 201.553 | 203.2214 | 207.5808 | 210.9743 | 228.2871 | 231.4802 | 236.5827 | 240.6518 | 307.655 | 332.5848 | 298.9161 | 293.7008 | 310.0499 | 318.9242 | 324.0193 | 324.5635 | 197.169 | 279.0564 | 290.4741 | 275.5335 | 261.2006 | 248.8367 | 247.6193
29 | Munno Para | H488 | FY2027 | 200.602 | 192.263 | 183.2731 | 175.8143 | 172.4568 | 171.3333 | 169.4405 | 168.4485 | 169.8636 | 173.7392 | 176.7381 | 176.8957 | 183.7418 | 184.3055 | 195.2332 | 190.2185 | 197.1113 | 182.2609 | 186.702 | 178.3272 | 184.471 | 184.7663 | 190.6649 | 196.4024 | 198.1975 | 194.192 | 195.8605 | 200.3199 | 203.7134 | 220.885 | 225.3138 | 233.3522 | 238.6571 | 308.6009 | 334.41 | 301.2439 | 294.7067 | 310.5419 | 318.1022 | 323.2017 | 323.7459 | 196.347 | 278.2344 | 289.9262 | 275.2595 | 261.2006 | 248.8367 | 247.6193
29 | Munno Para | H488 | FY2028 | 200.7805 | 192.4281 | 183.4382 | 175.9901 | 172.6326 | 171.5092 | 169.6164 | 168.6243 | 170.0395 | 173.915 | 176.9139 | 176.6172 | 183.5811 | 182.9244 | 193.934 | 187.3004 | 194.1962 | 177.8458 | 182.2869 | 172.6147 | 178.7586 | 178.1512 | 184.0498 | 190.4873 | 192.2824 | 187.7769 | 189.4454 | 194.0048 | 197.3983 | 214.3507 | 219.9017 | 230.5622 | 236.9892 | 309.5836 | 336.2154 | 303.4233 | 295.6917 | 311.0391 | 317.4116 | 322.5088 | 323.053 | 195.6564 | 277.5438 | 289.4658 | 275.0294 | 261.2006 | 248.8367 | 247.6193
30 | Penola West | T156 | FY2019 | 5.0655 | 4.9018 | 4.537 | 4.1147 | 4.0213 | 4.1001 | 3.9276 | 3.8547 | 3.8587 | 3.7258 | 3.7368 | 3.8732 | 3.9318 | 3.9113 | 3.9234 | 3.6611 | 3.5647 | 3.4727 | 3.5631 | 3.4971 | 3.296 | 3.6627 | 3.4565 | 3.3262 | 3.5176 | 3.704 | 3.72 | 3.7522 | 3.9644 | 4.0792 | 4.1253 | 4.2717 | 4.4208 | 4.7594 | 5.0493 | 5.2792 | 5.4856 | 5.4794 | 5.5875 | 5.7317 | 7.1726 | 8.5239 | 8.8194 | 8.3165 | 7.1942 | 6.3643 | 5.2348 | 5.7393
30 | Penola West | T156 | FY2020 | 5.069 | 4.9056 | 4.5408 | 4.1182 | 4.0248 | 4.1037 | 3.9311 | 3.8583 | 3.8623 | 3.7293 | 3.7404 | 3.8716 | 3.9326 | 3.9137 | 3.9274 | 3.6668 | 3.5705 | 3.4785 | 3.5689 | 3.4028 | 3.2017 | 3.5685 | 3.3622 | 3.232 | 3.4234 | 3.6098 | 3.6258 | 3.658 | 3.8702 | 3.9849 | 4.0311 | 4.1774 | 4.3266 | 4.7618 | 5.0456 | 5.2693 | 5.4742 | 5.4569 | 5.5734 | 5.7275 | 7.1783 | 8.5393 | 8.8445 | 8.3365 | 7.2091 | 6.3741 | 5.2348 | 5.7393
30 | Penola West | T156 | FY2021 | 5.0741 | 4.9106 | 4.5457 | 4.1233 | 4.0299 | 4.1088 | 3.9362 | 3.8634 | 3.8673 | 3.7344 | 3.7455 | 3.8694 | 3.9338 | 3.9171 | 3.9332 | 3.675 | 3.5788 | 3.3867 | 3.4772 | 3.4111 | 3.21 | 3.4768 | 3.2705 | 3.1403 | 3.3317 | 3.5181 | 3.534 | 3.6662 | 3.8784 | 3.8932 | 3.9393 | 4.1857 | 4.3348 | 4.7651 | 5.0403 | 5.2552 | 5.4581 | 5.4307 | 5.5534 | 5.7156 | 7.1746 | 8.5438 | 8.8572 | 8.3477 | 7.2188 | 6.3823 | 5.2348 | 5.7393
30 | Penola West | T156 | FY2022 | 5.0806 | 4.9157 | 4.5508 | 4.1295 | 4.0361 | 4.1149 | 3.9424 | 3.8695 | 3.8735 | 3.7406 | 3.7516 | 3.8666 | 3.9351 | 3.8213 | 3.8403 | 3.5848 | 3.4887 | 3.2967 | 3.3871 | 3.3213 | 3.1202 | 3.3867 | 3.1805 | 3.1502 | 3.3416 | 3.528 | 3.544 | 3.5762 | 3.7884 | 3.9034 | 3.9496 | 4.096 | 4.2451 | 4.6692 | 4.9339 | 5.2382 | 5.4385 | 5.3995 | 5.5293 | 5.7006 | 7.1688 | 8.5476 | 8.8704 | 8.3596 | 7.2294 | 6.3916 | 5.2348 | 5.7393
30 | Penola West | T156 | FY2023 | 5.0867 | 4.9224 | 4.5576 | 4.1357 | 4.0423 | 4.1212 | 3.9486 | 3.8758 | 3.8797 | 3.7468 | 3.7579 | 3.7638 | 3.8365 | 3.8255 | 3.8474 | 3.5948 | 3.4989 | 3.3068 | 3.3972 | 3.2313 | 3.0302 | 3.3969 | 3.1906 | 3.0604 | 3.2518 | 3.4381 | 3.4541 | 3.4863 | 3.6985 | 3.8134 | 3.8596 | 4.1059 | 4.2551 | 4.6733 | 4.9274 | 5.2209 | 5.4186 | 5.368 | 5.5047 | 5.6854 | 7.163 | 8.5509 | 8.883 | 8.3711 | 7.2398 | 6.4009 | 5.2348 | 5.7393
30 | Penola West | T156 | FY2024 | 5.0922 | 4.9274 | 4.5626 | 4.1412 | 4.0478 | 4.1266 | 3.9541 | 3.8812 | 3.8852 | 3.7523 | 3.7633 | 3.7614 | 3.8377 | 3.8292 | 3.8536 | 3.6036 | 3.5077 | 3.2156 | 3.3061 | 3.1403 | 2.9391 | 3.3057 | 3.0994 | 2.9692 | 3.1606 | 3.347 | 3.3629 | 3.3951 | 3.6073 | 3.7224 | 3.7685 | 4.0149 | 4.164 | 4.6769 | 4.9217 | 5.2058 | 5.4013 | 5.3394 | 5.4834 | 5.6733 | 7.1601 | 8.5575 | 8.8989 | 8.3848 | 7.2513 | 6.4102 | 5.2348 | 5.7393
30 | Penola West | T156 | FY2025 | 5.0976 | 4.9328 | 4.568 | 4.1466 | 4.0532 | 4.132 | 3.9595 | 3.8866 | 3.8906 | 3.7577 | 3.7687 | 3.759 | 3.839 | 3.8328 | 3.8598 | 3.5122 | 3.4164 | 3.2244 | 3.3148 | 3.149 | 2.9479 | 3.2144 | 3.0082 | 2.8779 | 3.0693 | 3.2557 | 3.2717 | 3.3039 | 3.5161 | 3.6311 | 3.6773 | 4.0236 | 4.1728 | 4.5805 | 4.8161 | 5.1908 | 5.3841 | 5.2952 | 5.4621 | 5.6769 | 7.1887 | 8.611 | 8.9773 | 8.4453 | 7.294 | 6.4351 | 5.2348 | 5.7393
30 | Penola West | T156 | FY2026 | 5.1033 | 4.939 | 4.5742 | 4.1523 | 4.0589 | 4.1377 | 3.9652 | 3.8924 | 3.8963 | 3.7634 | 3.7745 | 3.7564 | 3.8402 | 3.8367 | 3.8663 | 3.5214 | 3.4257 | 3.1337 | 3.2241 | 3.0582 | 2.8571 | 3.1237 | 2.9175 | 2.8872 | 3.0786 | 3.165 | 3.181 | 3.2132 | 3.4254 | 3.6403 | 3.6865 | 3.9328 | 4.0819 | 4.5843 | 4.8101 | 5.0749 | 5.2659 | 5.2505 | 5.4396 | 5.6789 | 7.215 | 8.6616 | 9.0522 | 8.5034 | 7.3352 | 6.4595 | 5.2348 | 5.7393
30 | Penola West | T156 | FY2027 | 5.1089 | 4.9456 | 4.5808 | 4.1582 | 4.0648 | 4.1436 | 3.9711 | 3.8982 | 3.9022 | 3.7693 | 3.7803 | 3.7538 | 3.8415 | 3.8407 | 3.873 | 3.4308 | 3.3352 | 3.0431 | 3.1336 | 2.9675 | 2.7664 | 3.0332 | 2.8269 | 2.7967 | 2.9881 | 3.0745 | 3.0905 | 3.2226 | 3.4349 | 3.5496 | 3.5957 | 3.8421 | 3.9912 | 4.5882 | 4.804 | 5.0587 | 5.2472 | 5.2037 | 5.4166 | 5.682 | 7.2442 | 8.7165 | 9.1332 | 8.5661 | 7.3796 | 6.4855 | 5.2348 | 5.7393
30 | Penola West | T156 | FY2028 | 5.1139 | 4.9504 | 4.5856 | 4.1631 | 4.0697 | 4.1486 | 3.976 | 3.9032 | 3.9071 | 3.7742 | 3.7853 | 3.7516 | 3.8427 | 3.744 | 3.7787 | 3.4388 | 3.3433 | 3.0512 | 3.1416 | 2.8756 | 2.6745 | 2.9413 | 2.735 | 2.7048 | 2.8961 | 2.9825 | 2.9985 | 3.1307 | 3.3429 | 3.4577 | 3.5038 | 3.8502 | 3.9993 | 4.4915 | 4.6989 | 5.045 | 5.2315 | 5.1617 | 5.3971 | 5.6869 | 7.2734 | 8.7701 | 9.2111 | 8.6261 | 7.4218 | 6.5098 | 5.2348 | 5.7393
31 | Port Lincoln | T188 | FY2019 | 23.4852 | 20.5823 | 18.513 | 17.4272 | 17.2615 | 17.2965 | 17.1592 | 16.7641 | 16.6506 | 16.8065 | 17.2239 | 18.0671 | 18.6059 | 19.4326 | 20.4738 | 21.0977 | 22.9516 | 22.7271 | 21.7219 | 21.902 | 22.8565 | 23.8472 | 29.1229 | 31.464 | 29.206 | 30.4866 | 29.2019 | 27.3209 | 82.7963 | 82.9021 | 83.6509 | 85.4138 | 101.7248 | 88.2089 | 74.748 | 59.4474 | 44.8572 | 29.6439 | 44.1283 | 58.4724 | 72.3576 | 85.3349 | 82.9554 | 25.8303 | 23.7999 | 22.2932 | 21.4406 | 26.2446
31 | Port Lincoln | T188 | FY2020 | 23.4974 | 20.5917 | 18.5224 | 17.4388 | 17.2732 | 17.3082 | 17.1708 | 16.7757 | 16.6623 | 16.8181 | 17.2355 | 17.9619 | 18.5085 | 19.1405 | 20.1871 | 20.6163 | 22.4705 | 21.946 | 20.9408 | 20.9214 | 21.8759 | 22.766 | 28.0417 | 30.5828 | 28.3249 | 29.4054 | 28.1208 | 26.2397 | 81.7152 | 82.0216 | 82.7704 | 84.7333 | 101.1212 | 87.8166 | 74.259 | 59.1614 | 44.4895 | 29.195 | 43.7519 | 58.2724 | 72.2344 | 85.2891 | 82.9096 | 25.7998 | 23.7846 | 22.2932 | 21.4406 | 26.2446
31 | Port Lincoln | T188 | FY2021 | 23.5144 | 20.6063 | 18.537 | 17.4553 | 17.2897 | 17.3247 | 17.1873 | 16.7922 | 16.6788 | 16.8346 | 17.252 | 17.9545 | 18.5122 | 18.9516 | 20.0059 | 20.1428 | 21.9972 | 21.2728 | 20.2675 | 20.0486 | 21.0031 | 21.6928 | 26.9685 | 29.6096 | 27.3516 | 28.3322 | 27.0475 | 25.1665 | 80.6419 | 81.1489 | 81.8977 | 84.0606 | 100.4835 | 87.4275 | 73.8067 | 58.9455 | 44.2318 | 28.9961 | 43.5819 | 58.137 | 72.1342 | 85.2243 | 82.8449 | 25.7566 | 23.763 | 22.2932 | 21.4406 | 26.2446
31 | Port Lincoln | T188 | FY2022 | 23.5353 | 20.6213 | 18.552 | 17.475 | 17.3094 | 17.3444 | 17.207 | 16.8119 | 16.6985 | 16.8543 | 17.2718 | 17.9457 | 18.5166 | 18.765 | 19.8284 | 19.6744 | 21.5292 | 20.5047 | 19.4994 | 19.0817 | 20.0362 | 20.6247 | 25.9004 | 28.6415 | 26.3836 | 27.2641 | 25.9794 | 24.1984 | 79.6739 | 80.2821 | 81.0309 | 83.4938 | 99.9436 | 87.0406 | 73.3594 | 58.7373 | 43.9887 | 28.8187 | 43.424 | 58.0049 | 72.0289 | 85.1469 | 82.7675 | 25.705 | 23.7372 | 22.2932 | 21.4406 | 26.2446
31 | Port Lincoln | T188 | FY2023 | 23.5549 | 20.6416 | 18.5723 | 17.4948 | 17.3291 | 17.3641 | 17.2267 | 16.8317 | 16.7182 | 16.8741 | 17.2915 | 17.8369 | 18.421 | 18.5783 | 19.651 | 19.206 | 21.0612 | 19.8367 | 18.8314 | 18.1135 | 19.0681 | 19.5567 | 24.8324 | 27.6735 | 25.4155 | 26.1961 | 24.9114 | 23.1304 | 78.6058 | 79.314 | 80.0627 | 82.8257 | 99.3 | 86.6536 | 72.9142 | 58.5334 | 43.7521 | 28.6501 | 43.2727 | 57.8783 | 71.9269 | 85.0694 | 82.6899 | 25.6533 | 23.7114 | 22.2932 | 21.4406 | 26.2446
31 | Port Lincoln | T188 | FY2024 | 23.5724 | 20.6558 | 18.5865 | 17.5117 | 17.346 | 17.381 | 17.2436 | 16.8485 | 16.7351 | 16.8909 | 17.3084 | 17.8294 | 18.4248 | 18.2897 | 19.3703 | 18.7331 | 20.5885 | 19.064 | 18.0588 | 17.1415 | 18.0961 | 18.484 | 23.7597 | 26.7008 | 24.4429 | 25.1234 | 23.8387 | 22.0577 | 77.5332 | 78.442 | 79.1908 | 82.0537 | 98.5525 | 86.2648 | 72.4723 | 58.3379 | 43.5253 | 28.4927 | 43.1333 | 57.7627 | 71.8357 | 85.0031 | 82.6237 | 25.6092 | 23.6893 | 22.2932 | 21.4406 | 26.2446
31 | Port Lincoln | T188 | FY2025 | 23.5882 | 20.6674 | 18.5981 | 17.5266 | 17.3609 | 17.3959 | 17.2585 | 16.8635 | 16.75 | 16.9059 | 17.3233 | 17.7227 | 18.3281 | 18.0998 | 19.1873 | 18.357 | 20.2127 | 18.3882 | 17.3829 | 16.2666 | 17.2211 | 17.4082 | 22.6839 | 25.725 | 23.4671 | 24.1476 | 22.8629 | 21.0819 | 76.5574 | 77.5671 | 78.3159 | 81.4788 | 98.0585 | 85.8747 | 71.9758 | 58.0347 | 43.135 | 28.1159 | 42.8319 | 57.5415 | 71.6954 | 84.9445 | 82.5651 | 25.5701 | 23.6697 | 22.2932 | 21.4406 | 26.2446
31 | Port Lincoln | T188 | FY2026 | 23.6041 | 20.6813 | 18.612 | 17.5421 | 17.3765 | 17.4115 | 17.2741 | 16.879 | 16.7655 | 16.9214 | 17.3388 | 17.7158 | 18.3316 | 17.9104 | 19.0051 | 17.8819 | 19.7379 | 17.7134 | 16.7081 | 15.3921 | 16.3467 | 16.4334 | 21.7091 | 24.8502 | 22.5922 | 23.0728 | 21.7881 | 20.0071 | 75.4825 | 76.6928 | 77.4416 | 80.8045 | 97.4486 | 85.4849 | 71.4951 | 57.7627 | 42.7921 | 27.8027 | 42.5773 | 57.3511 | 71.5695 | 84.8835 | 82.504 | 25.5294 | 23.6494 | 22.2932 | 21.4406 | 26.2446
31 | Port Lincoln | T188 | FY2027 | 23.6194 | 20.6954 | 18.6261 | 17.5572 | 17.3915 | 17.4265 | 17.2892 | 16.8941 | 16.7806 | 16.9365 | 17.3539 | 17.6091 | 18.235 | 17.7205 | 18.8223 | 17.3061 | 19.1623 | 16.8378 | 15.8325 | 14.3168 | 15.2713 | 15.1578 | 20.4335 | 23.7746 | 21.5167 | 21.8972 | 20.6125 | 18.8315 | 74.307 | 75.7175 | 76.4663 | 80.0292 | 96.7424 | 84.9949 | 70.9103 | 57.3828 | 42.3369 | 27.4728 | 42.3109 | 57.1535 | 71.441 | 84.8243 | 82.4448 | 25.4899 | 23.6297 | 22.2932 | 21.4406 | 26.2446
31 | Port Lincoln | T188 | FY2028 | 23.6321 | 20.7038 | 18.6345 | 17.569 | 17.4034 | 17.4384 | 17.301 | 16.9059 | 16.7925 | 16.9483 | 17.3658 | 17.6038 | 18.2376 | 17.4286 | 18.5358 | 16.8251 | 18.6815 | 16.157 | 15.1517 | 13.3369 | 14.2914 | 14.077 | 19.3527 | 22.7938 | 20.5359 | 20.8164 | 19.5317 | 17.7507 | 73.2262 | 74.8376 | 75.5864 | 79.4493 | 96.2324 | 84.6027 | 70.4281 | 57.1102 | 41.9896 | 27.1512 | 42.0547 | 56.9664 | 71.3238 | 84.7777 | 82.3983 | 25.4589 | 23.6142 | 22.2932 | 21.4406 | 26.2446
32 | Port Pirie | T397 | FY2019 | 49.0369 | 47.0935 | 45.5025 | 44.7394 | 44.9312 | 44.5992 | 43.3793 | 42.8865 | 43.2157 | 43.3785 | 43.8606 | 44.8497 | 46.0018 | 46.5782 | 45.9854 | 44.845 | 44.9137 | 45.3784 | 45.5999 | 46.5695 | 46.6019 | 48.0057 | 48.2498 | 50.2761 | 51.6071 | 50.6649 | 50.8274 | 52.0335 | 53.3847 | 54.9696 | 57.5331 | 56.1127 | 55.572 | 57.72 | 59.7422 | 62.7389 | 64.5318 | 66.4338 | 69.8492 | 71.2149 | 66.8225 | 63.3324 | 59.3969 | 54.9612 | 52.8157 | 51.1163 | 49.9822 | 53.1856
32 | Port Pirie | T397 | FY2020 | 49.0654 | 47.1233 | 45.5324 | 44.7681 | 44.96 | 44.628 | 43.4081 | 42.9153 | 43.2445 | 43.4073 | 43.8893 | 44.8369 | 46.0082 | 46.4976 | 45.9182 | 44.5911 | 44.6603 | 45.025 | 45.2465 | 46.2158 | 46.2482 | 47.4523 | 47.6964 | 49.6227 | 50.9537 | 50.0115 | 50.174 | 51.3801 | 52.7313 | 54.4159 | 56.9793 | 55.659 | 55.1182 | 57.439 | 59.3652 | 62.5592 | 64.3874 | 66.4258 | 69.8775 | 71.2905 | 66.8511 | 63.3136 | 59.331 | 54.8859 | 52.7781 | 51.1163 | 49.9822 | 53.1856
32 | Port Pirie | T397 | FY2021 | 49.1067 | 47.1629 | 45.5719 | 44.8091 | 45.001 | 44.669 | 43.4491 | 42.9562 | 43.2854 | 43.4483 | 43.9303 | 44.8186 | 46.0174 | 46.4253 | 45.865 | 44.3568 | 44.4267 | 44.5914 | 44.8129 | 45.7825 | 45.815 | 47.0187 | 47.2628 | 48.8891 | 50.2201 | 49.2779 | 49.4404 | 50.6465 | 51.9977 | 53.7827 | 56.3461 | 55.2257 | 54.685 | 57.1661 | 58.9636 | 62.3457 | 64.216 | 66.3979 | 69.8933 | 71.3649 | 66.8666 | 63.2705 | 59.229 | 54.7786 | 52.7244 | 51.1163 | 49.9822 | 53.1856
32 | Port Pirie | T397 | FY2022 | 49.1584 | 47.2036 | 45.6127 | 44.8586 | 45.0505 | 44.7185 | 43.4986 | 43.0057 | 43.3349 | 43.4978 | 43.9798 | 44.6965 | 45.9285 | 46.2588 | 45.7215 | 44.1362 | 44.2069 | 44.2715 | 44.4931 | 45.3649 | 45.3974 | 46.4989 | 46.743 | 48.2693 | 49.6003 | 48.5581 | 48.7206 | 50.0267 | 51.3779 | 53.2653 | 55.8288 | 54.8084 | 54.2677 | 56.8988 | 58.5446 | 62.1087 | 64.026 | 66.3569 | 69.9012 | 71.4383 | 66.8725 | 63.211 | 59.102 | 54.649 | 52.6596 | 51.1163 | 49.9822 | 53.1856
32 | Port Pirie | T397 | FY2023 | 49.2076 | 47.2581 | 45.6671 | 44.9088 | 45.1007 | 44.7687 | 43.5488 | 43.056 | 43.3852 | 43.548 | 44.03 | 44.6741 | 45.9397 | 46.1928 | 45.6789 | 43.9167 | 43.9883 | 43.9529 | 44.1745 | 45.0452 | 45.0777 | 45.9803 | 46.2244 | 47.5507 | 48.8817 | 47.8395 | 48.002 | 49.3081 | 50.6593 | 52.6455 | 55.209 | 54.3886 | 53.8479 | 56.6321 | 58.1253 | 61.8696 | 63.8332 | 66.3124 | 69.905 | 71.5101 | 66.8773 | 63.1478 | 58.9718 | 54.5175 | 52.5939 | 51.1163 | 49.9822 | 53.1856
32 | Port Pirie | T397 | FY2024 | 49.2522 | 47.2975 | 45.7066 | 44.9525 | 45.1443 | 44.8123 | 43.5924 | 43.0996 | 43.4288 | 43.5916 | 44.0736 | 44.6546 | 45.9495 | 46.1223 | 45.6287 | 43.6866 | 43.759 | 43.5236 | 43.7452 | 44.6169 | 44.6494 | 45.551 | 45.795 | 46.9214 | 48.2523 | 47.1101 | 47.2726 | 48.6788 | 50.03 | 52.1174 | 54.6808 | 53.9604 | 53.4197 | 56.3609 | 57.7191 | 61.7488 | 63.7552 | 66.1788 | 69.8158 | 71.5807 | 66.8872 | 63.0979 | 58.8612 | 54.4033 | 52.5368 | 51.1163 | 49.9822 | 53.1856
32 | Port Pirie | T397 | FY2025 | 49.2945 | 47.3369 | 45.7459 | 44.9942 | 45.186 | 44.854 | 43.6341 | 43.1413 | 43.4705 | 43.6333 | 44.1153 | 44.636 | 45.9588 | 45.9505 | 45.4763 | 43.4535 | 43.5265 | 43.1911 | 43.4127 | 44.2851 | 44.3175 | 45.0185 | 45.2626 | 46.2889 | 47.6199 | 46.3777 | 46.5402 | 48.0463 | 49.3975 | 51.5856 | 54.149 | 53.5286 | 52.9879 | 56.1885 | 57.3959 | 61.5333 | 63.6024 | 66.1904 | 69.8916 | 71.7359 | 66.9625 | 63.0938 | 58.7773 | 54.2942 | 52.4822 | 51.1163 | 49.9822 | 53.1856
32 | Port Pirie | T397 | FY2026 | 49.3379 | 47.3813 | 45.7903 | 45.0378 | 45.2296 | 44.8976 | 43.6777 | 43.1849 | 43.5141 | 43.6769 | 44.1589 | 44.5165 | 45.8685 | 45.88 | 45.4261 | 43.2234 | 43.2972 | 42.8618 | 43.0833 | 43.8555 | 43.888 | 44.5892 | 44.8332 | 45.5596 | 46.8905 | 45.6483 | 45.8108 | 47.3169 | 48.6681 | 50.956 | 53.5194 | 53.199 | 52.6583 | 55.9173 | 56.9845 | 61.3125 | 63.4297 | 66.1673 | 69.9182 | 71.8285 | 66.9892 | 63.0545 | 58.672 | 54.18 | 52.4251 | 51.1163 | 49.9822 | 53.1856
32 | Port Pirie | T397 | FY2027 | 49.381 | 47.4277 | 45.8368 | 45.0815 | 45.2734 | 44.9414 | 43.7215 | 43.2287 | 43.5579 | 43.7207 | 44.2027 | 44.497 | 45.8783 | 45.8096 | 45.3761 | 42.9936 | 43.0681 | 42.4327 | 42.6543 | 43.4258 | 43.4583 | 43.9601 | 44.2041 | 44.8305 | 46.1615 | 44.8192 | 44.9818 | 46.5879 | 47.9391 | 50.3262 | 52.8896 | 52.6692 | 52.1285 | 55.6463 | 56.5685 | 61.0913 | 63.2609 | 66.1526 | 69.9577 | 71.9391 | 67.0293 | 63.0235 | 58.5705 | 54.0654 | 52.3678 | 51.1163 | 49.9822 | 53.1856
32 | Port Pirie | T397 | FY2028 | 49.4182 | 47.4601 | 45.8691 | 45.1178 | 45.3096 | 44.9776 | 43.7577 | 43.2649 | 43.5941 | 43.7569 | 44.239 | 44.4808 | 45.8864 | 45.6341 | 45.2175 | 42.7517 | 42.8268 | 42.0914 | 42.313 | 42.9855 | 43.0179 | 43.5188 | 43.7629 | 44.0892 | 45.4202 | 44.078 | 44.2405 | 45.8466 | 47.1978 | 49.786 | 52.3494 | 52.229 | 51.6883 | 55.3703 | 56.1695 | 60.8909 | 63.1068 | 66.1462 | 69.999 | 72.0407 | 67.0698 | 63.0036 | 58.4894 | 53.9705 | 52.3203 | 51.1163 | 49.9822 | 53.1856
33 | Snuggery Rural | T135 | FY2019 | 8.9688 | 8.4149 | 7.5414 | 6.6382 | 5.9686 | 5.5062 | 5.3756 | 5.3804 | 5.4202 | 5.6051 | 5.7875 | 6.1602 | 6.4823 | 6.6575 | 6.5576 | 5.9396 | 5.684 | 5.2261 | 4.8248 | 4.5644 | 4.5725 | 4.7756 | 5.0516 | 5.3459 | 5.6377 | 6.0116 | 6.3978 | 7.0465 | 7.3879 | 7.8766 | 8.5354 | 9.6207 | 10.3495 | 11.4828 | 12.0939 | 13.1049 | 14.0041 | 14.583 | 14.5322 | 14.4102 | 14.0202 | 13.4621 | 12.5219 | 11.4111 | 10.4028 | 9.6415 | 9.0304 | 11.6422
33 | Snuggery Rural | T135 | FY2020 | 8.9747 | 8.4199 | 7.5464 | 6.644 | 5.9744 | 5.512 | 5.3814 | 5.3861 | 5.4259 | 5.6109 | 5.7932 | 6.1576 | 6.4836 | 6.5614 | 6.4642 | 5.7489 | 5.4933 | 4.9354 | 4.5342 | 4.1739 | 4.182 | 4.285 | 4.561 | 4.9552 | 5.247 | 5.621 | 6.0072 | 6.6559 | 6.9972 | 7.4861 | 8.145 | 9.3302 | 10.0591 | 11.3189 | 11.8879 | 12.9567 | 13.8213 | 14.4658 | 14.3806 | 14.2907 | 13.9329 | 13.4072 | 12.4993 | 11.3961 | 10.3953 | 9.6415 | 9.0304 | 11.6422
33 | Snuggery Rural | T135 | FY2021 | 8.983 | 8.4282 | 7.5547 | 6.6523 | 5.9827 | 5.5203 | 5.3897 | 5.3944 | 5.4342 | 5.6192 | 5.8015 | 6.0539 | 6.3855 | 6.4671 | 6.3737 | 5.5622 | 5.3068 | 4.6489 | 4.2476 | 3.7874 | 3.7955 | 3.8984 | 4.1745 | 4.5687 | 4.8605 | 5.1344 | 5.5206 | 6.1693 | 6.5107 | 7.0996 | 7.7585 | 9.0437 | 9.7726 | 11.2018 | 11.7793 | 12.9562 | 13.8401 | 14.5041 | 14.4384 | 14.3259 | 13.9454 | 13.3972 | 12.4666 | 11.3743 | 10.3844 | 9.6415 | 9.0304 | 11.6422
33 | Snuggery Rural | T135 | FY2022 | 8.9935 | 8.4368 | 7.5633 | 6.6624 | 5.9928 | 5.5304 | 5.3998 | 5.4045 | 5.4443 | 5.6293 | 5.8116 | 6.0494 | 6.3877 | 6.3739 | 6.2852 | 5.3784 | 5.1232 | 4.3653 | 3.964 | 3.4041 | 3.4122 | 3.4148 | 3.6908 | 4.185 | 4.4769 | 4.7508 | 5.137 | 5.7857 | 6.1271 | 6.7164 | 7.3753 | 8.7605 | 9.4893 | 10.9836 | 11.5687 | 12.8531 | 13.7575 | 14.5425 | 14.4979 | 14.3602 | 13.955 | 13.3823 | 12.4269 | 11.3478 | 10.3711 | 9.6415 | 9.0304 | 11.6422
33 | Snuggery Rural | T135 | FY2023 | 9.0036 | 8.4482 | 7.5747 | 6.6727 | 6.0031 | 5.5407 | 5.4101 | 5.4149 | 5.4547 | 5.6396 | 5.8219 | 6.0448 | 6.39 | 6.2809 | 6.197 | 5.1949 | 4.9399 | 3.982 | 3.5807 | 3.0205 | 3.0286 | 3.0315 | 3.3075 | 3.8017 | 4.0936 | 4.2675 | 4.6537 | 5.3024 | 5.6438 | 6.3328 | 6.9917 | 8.4769 | 9.2057 | 10.7656 | 11.358 | 12.8494 | 13.7745 | 14.5805 | 14.5568 | 14.3946 | 13.9645 | 13.3667 | 12.3864 | 11.3208 | 10.3576 | 9.6415 | 9.0304 | 11.6422
33 | Snuggery Rural | T135 | FY2024 | 9.0127 | 8.4567 | 7.5831 | 6.6817 | 6.0122 | 5.5497 | 5.4192 | 5.4239 | 5.4637 | 5.6486 | 5.831 | 6.0408 | 6.392 | 6.187 | 6.1073 | 5.0094 | 4.7545 | 3.6966 | 3.2954 | 2.6353 | 2.6434 | 2.5462 | 2.8222 | 3.3164 | 3.6082 | 3.7821 | 4.1684 | 4.917 | 5.2584 | 5.9476 | 6.6065 | 8.1917 | 8.9205 | 10.6466 | 11.2486 | 12.7493 | 13.6955 | 14.6231 | 14.6211 | 14.4337 | 13.9787 | 13.3561 | 12.3509 | 11.2972 | 10.3458 | 9.6415 | 9.0304 | 11.6422
33 | Snuggery Rural | T135 | FY2025 | 9.0216 | 8.4657 | 7.5922 | 6.6907 | 6.0211 | 5.5587 | 5.4281 | 5.4328 | 5.4726 | 5.6576 | 5.8399 | 6.0368 | 6.394 | 6.093 | 6.0175 | 4.8238 | 4.569 | 3.4111 | 3.0098 | 2.2498 | 2.2579 | 2.1606 | 2.4367 | 3.0309 | 3.3227 | 3.3966 | 3.7828 | 4.4315 | 4.7729 | 5.6621 | 6.3209 | 8.0061 | 8.735 | 10.408 | 11.0393 | 12.7691 | 13.7563 | 14.7251 | 14.7643 | 14.5324 | 14.0328 | 13.3655 | 12.3158 | 11.2738 | 10.3341 | 9.6415 | 9.0304 | 11.6422
33 | Snuggery Rural | T135 | FY2026 | 9.031 | 8.4761 | 7.6026 | 6.7002 | 6.0306 | 5.5682 | 5.4376 | 5.4424 | 5.4822 | 5.6671 | 5.8494 | 6.0326 | 6.3962 | 6.0995 | 6.0284 | 4.639 | 4.3844 | 3.1265 | 2.7253 | 1.865 | 1.8731 | 1.6761 | 1.9521 | 2.5463 | 2.8381 | 3.0121 | 3.3983 | 4.047 | 4.3883 | 5.2773 | 5.9361 | 7.7213 | 8.4502 | 10.1694 | 10.8294 | 12.7876 | 13.8158 | 14.8259 | 14.9064 | 14.6299 | 14.0854 | 13.373 | 12.2784 | 11.2488 | 10.3216 | 9.6415 | 9.0304 | 11.6422
33 | Snuggery Rural | T135 | FY2027 | 9.0395 | 8.4847 | 7.6112 | 6.7088 | 6.0392 | 5.5768 | 5.4462 | 5.4509 | 5.4907 | 5.6757 | 5.858 | 5.9287 | 6.2981 | 6.0053 | 5.9382 | 4.4528 | 4.1984 | 2.8404 | 2.4392 | 1.4789 | 1.487 | 1.19 | 1.466 | 2.1602 | 2.452 | 2.526 | 2.9122 | 3.5609 | 3.9022 | 4.8912 | 5.55 | 7.4352 | 8.1641 | 9.9856 | 10.6204 | 12.6533 | 13.6674 | 14.7638 | 14.8306 | 14.5646 | 14.0306 | 13.3288 | 12.2447 | 11.2264 | 10.3104 | 9.6415 | 9.0304 | 11.6422
33 | Snuggery Rural | T135 | FY2028 | 9.0473 | 8.4915 | 7.618 | 6.7163 | 6.0468 | 5.5843 | 5.4538 | 5.4585 | 5.4983 | 5.6832 | 5.8656 | 5.9254 | 6.2998 | 5.9104 | 5.8468 | 4.2649 | 4.0106 | 2.5527 | 2.1514 | 0.9913 | 0.9994 | 0.70219 | 0.97821 | 1.7724 | 2.0643 | 2.0382 | 2.4244 | 3.1731 | 3.5144 | 4.5036 | 5.1624 | 7.1477 | 7.8765 | 9.8749 | 10.5126 | 12.6481 | 13.6748 | 14.7841 | 14.8638 | 14.5819 | 14.0322 | 13.3149 | 12.2151 | 11.2066 | 10.3005 | 9.6415 | 9.0304 | 11.6422
34 | Morphett Vale East | H115 | FY2019 | 323.0643 | 305.6541 | 284.4936 | 270.3903 | 266.6512 | 263.5327 | 257.6518 | 254.64 | 254.7204 | 258.5796 | 265.6305 | 283.1732 | 305.6668 | 333.8744 | 359.3892 | 380.9069 | 396.1203 | 404.8236 | 412.2036 | 420.4118 | 440.0159 | 444.6309 | 460.748 | 476.0119 | 488.0223 | 499.9177 | 510.4526 | 520.9755 | 529.2717 | 621.9566 | 625.7958 | 592.314 | 615.655 | 700.9666 | 719.1926 | 689.5276 | 686.3872 | 676.5607 | 677.7967 | 683.4993 | 655.3875 | 598.4475 | 692.9077 | 522.7868 | 537.9104 | 513.1744 | 481.2889 | 474.2697
34 | Morphett Vale East | H115 | FY2020 | 323.3365 | 305.9293 | 284.7687 | 270.6631 | 266.924 | 263.8054 | 257.9246 | 254.9128 | 254.9932 | 258.8524 | 265.9032 | 282.3515 | 305.0278 | 330.3589 | 356.0007 | 373.2442 | 388.4622 | 392.8655 | 400.2455 | 404.9532 | 424.5572 | 427.0728 | 443.1899 | 460.2539 | 472.2643 | 482.4597 | 492.9945 | 503.9174 | 512.2137 | 607.3978 | 611.2371 | 581.3553 | 604.6963 | 694.4072 | 712.3085 | 687.2121 | 684.0993 | 675.8109 | 677.0849 | 682.8482 | 654.5965 | 597.5161 | 691.8364 | 522.0726 | 537.5533 | 513.1744 | 481.2889 | 474.2697
34 | Morphett Vale East | H115 | FY2021 | 323.729 | 306.3111 | 285.1505 | 271.0534 | 267.3143 | 264.1958 | 258.3149 | 255.3032 | 255.3836 | 259.2427 | 266.2936 | 281.2772 | 304.215 | 326.9229 | 352.7464 | 365.47 | 380.6947 | 380.7979 | 388.1779 | 389.1877 | 408.7918 | 409.2052 | 425.3223 | 444.1863 | 456.1967 | 464.6921 | 475.2269 | 486.3498 | 494.6461 | 592.5326 | 596.3719 | 570.4901 | 593.8311 | 687.0851 | 705.102 | 685.0114 | 682.5183 | 676.7646 | 678.6732 | 683.6543 | 654.6222 | 596.7634 | 690.3034 | 521.0506 | 537.0423 | 513.1744 | 481.2889 | 474.2697
34 | Morphett Vale East | H115 | FY2022 | 324.221 | 306.7062 | 285.5456 | 271.5261 | 267.787 | 264.6684 | 258.7875 | 255.7758 | 255.8562 | 259.7154 | 266.7662 | 280.3663 | 303.6207 | 323.5426 | 349.5862 | 357.8278 | 373.0604 | 369.0637 | 376.4437 | 373.7729 | 393.3769 | 391.671 | 407.7881 | 428.4521 | 440.4625 | 447.2579 | 457.7927 | 469.3156 | 477.6118 | 577.9199 | 581.7592 | 559.7774 | 583.1184 | 679.7791 | 697.9098 | 682.7211 | 680.9522 | 677.7407 | 680.3915 | 684.5367 | 654.5861 | 595.8259 | 688.4472 | 519.8131 | 536.4236 | 513.1744 | 481.2889 | 474.2697
34 | Morphett Vale East | H115 | FY2023 | 324.6907 | 307.2329 | 286.0723 | 272.0072 | 268.2681 | 265.1495 | 259.2687 | 256.2569 | 256.3373 | 260.1965 | 267.2473 | 279.4516 | 303.0283 | 319.9681 | 346.2356 | 350.1991 | 365.4399 | 357.2432 | 364.6231 | 358.1409 | 377.745 | 373.6505 | 389.7676 | 412.4315 | 424.4419 | 429.5373 | 440.0722 | 451.7951 | 460.0913 | 563.1867 | 567.026 | 548.7442 | 572.0852 | 672.2942 | 690.5088 | 680.5918 | 679.5282 | 678.7402 | 682.1146 | 685.3668 | 654.513 | 594.8395 | 686.5577 | 518.5534 | 535.7938 | 513.1744 | 481.2889 | 474.2697
34 | Morphett Vale East | H115 | FY2024 | 325.1174 | 307.6128 | 286.4523 | 272.4245 | 268.6854 | 265.5668 | 259.6859 | 256.6742 | 256.7546 | 260.6138 | 267.6646 | 278.5653 | 302.4216 | 316.5503 | 343.0121 | 342.3681 | 357.616 | 345.0192 | 352.3992 | 342.3263 | 361.9304 | 355.7265 | 371.8436 | 396.2076 | 408.218 | 411.6134 | 422.1482 | 434.1711 | 442.4674 | 548.0732 | 551.9124 | 537.6306 | 560.9717 | 664.9757 | 683.1743 | 678.2307 | 677.69 | 679.2409 | 683.154 | 685.8033 | 654.255 | 593.8953 | 684.9189 | 517.4609 | 535.2475 | 513.1744 | 481.2889 | 474.2697
34 | Morphett Vale East | H115 | FY2025 | 325.5205 | 307.987 | 286.8264 | 272.8219 | 269.0828 | 265.9642 | 260.0833 | 257.0716 | 257.152 | 261.0111 | 268.062 | 277.688 | 301.8104 | 313.4191 | 340.0658 | 335.3052 | 350.5598 | 333.8631 | 341.243 | 327.876 | 347.48 | 339.1704 | 355.2875 | 381.4514 | 393.4618 | 395.2572 | 405.7921 | 418.015 | 426.3112 | 534.4235 | 538.2627 | 527.5809 | 550.9219 | 658.1859 | 676.4605 | 676.1829 | 676.2314 | 679.9866 | 684.5041 | 686.4956 | 654.1946 | 593.0873 | 683.3582 | 516.4204 | 534.7273 | 513.1744 | 481.2889 | 474.2697
34 | Morphett Vale East | H115 | FY2026 | 325.9325 | 308.4036 | 287.2431 | 273.2347 | 269.4956 | 266.3771 | 260.4962 | 257.4845 | 257.5649 | 261.424 | 268.4749 | 276.8037 | 301.2027 | 309.8984 | 336.7373 | 327.6671 | 342.9287 | 322.132 | 329.512 | 312.2439 | 331.848 | 321.5393 | 337.6564 | 365.5203 | 377.5307 | 377.8261 | 388.361 | 400.9839 | 409.2801 | 519.7913 | 523.6306 | 516.6488 | 539.9898 | 651.3146 | 669.3305 | 673.5839 | 673.907 | 679.8525 | 684.6603 | 686.2082 | 653.4628 | 591.9102 | 681.7368 | 515.3394 | 534.1868 | 513.1744 | 481.2889 | 474.2697
34 | Morphett Vale East | H115 | FY2027 | 326.34 | 308.8363 | 287.6758 | 273.6473 | 269.9082 | 266.7897 | 260.9088 | 257.897 | 257.9775 | 261.8366 | 268.8875 | 275.8196 | 300.4949 | 305.9774 | 333.0085 | 319.0286 | 334.2972 | 308.7004 | 316.0804 | 294.7074 | 314.3114 | 301.6077 | 317.7248 | 347.5888 | 359.5992 | 357.8946 | 368.4294 | 381.3523 | 389.6486 | 503.1542 | 506.9934 | 504.4116 | 527.7526 | 643.4025 | 661.2009 | 671.0263 | 671.6647 | 679.6413 | 684.7801 | 686.0475 | 652.817 | 590.7749 | 680.1164 | 514.2592 | 533.6467 | 513.1744 | 481.2889 | 474.2697
34 | Morphett Vale East | H115 | FY2028 | 326.6908 | 309.1354 | 287.9749 | 273.9878 | 270.2487 | 267.1301 | 261.2492 | 258.2375 | 258.3179 | 262.177 | 269.2279 | 274.8677 | 299.7711 | 302.4077 | 329.5972 | 311.2744 | 326.5487 | 296.552 | 303.932 | 278.9692 | 298.5733 | 283.7593 | 299.8764 | 331.4403 | 343.4507 | 340.1461 | 350.681 | 363.9039 | 372.2001 | 488.3172 | 492.1565 | 493.3747 | 516.7157 | 636.5589 | 654.1464 | 668.5523 | 669.4194 | 679.5377 | 684.9182 | 685.8076 | 652.2083 | 589.8067 | 678.7794 | 513.3679 | 533.201 | 513.1744 | 481.2889 | 474.2697
35 | Happy Valley | H209 | FY2019 | 323.0643 | 305.6541 | 284.4936 | 270.3903 | 266.6512 | 263.5327 | 257.6518 | 254.64 | 254.7204 | 258.5796 | 265.6305 | 283.1732 | 305.6668 | 333.8744 | 359.3892 | 380.9069 | 396.1203 | 404.8236 | 412.2036 | 420.4118 | 440.0159 | 444.6309 | 460.748 | 476.0119 | 488.0223 | 499.9177 | 510.4526 | 520.9755 | 529.2717 | 621.9566 | 625.7958 | 592.314 | 615.655 | 700.9666 | 719.1926 | 689.5276 | 686.3872 | 676.5607 | 677.7967 | 683.4993 | 655.3875 | 598.4475 | 692.9077 | 522.7868 | 537.9104 | 513.1744 | 481.2889 | 474.2697
35 | Happy Valley | H209 | FY2020 | 323.3365 | 305.9293 | 284.7687 | 270.6631 | 266.924 | 263.8054 | 257.9246 | 254.9128 | 254.9932 | 258.8524 | 265.9032 | 282.3515 | 305.0278 | 330.3589 | 356.0007 | 373.2442 | 388.4622 | 392.8655 | 400.2455 | 404.9532 | 424.5572 | 427.0728 | 443.1899 | 460.2539 | 472.2643 | 482.4597 | 492.9945 | 503.9174 | 512.2137 | 607.3978 | 611.2371 | 581.3553 | 604.6963 | 694.4072 | 712.3085 | 687.2121 | 684.0993 | 675.8109 | 677.0849 | 682.8482 | 654.5965 | 597.5161 | 691.8364 | 522.0726 | 537.5533 | 513.1744 | 481.2889 | 474.2697
35 | Happy Valley | H209 | FY2021 | 323.729 | 306.3111 | 285.1505 | 271.0534 | 267.3143 | 264.1958 | 258.3149 | 255.3032 | 255.3836 | 259.2427 | 266.2936 | 281.2772 | 304.215 | 326.9229 | 352.7464 | 365.47 | 380.6947 | 380.7979 | 388.1779 | 389.1877 | 408.7918 | 409.2052 | 425.3223 | 444.1863 | 456.1967 | 464.6921 | 475.2269 | 486.3498 | 494.6461 | 592.5326 | 596.3719 | 570.4901 | 593.8311 | 687.0851 | 705.102 | 685.0114 | 682.5183 | 676.7646 | 678.6732 | 683.6543 | 654.6222 | 596.7634 | 690.3034 | 521.0506 | 537.0423 | 513.1744 | 481.2889 | 474.2697
35 | Happy Valley | H209 | FY2022 | 324.221 | 306.7062 | 285.5456 | 271.5261 | 267.787 | 264.6684 | 258.7875 | 255.7758 | 255.8562 | 259.7154 | 266.7662 | 280.3663 | 303.6207 | 323.5426 | 349.5862 | 357.8278 | 373.0604 | 369.0637 | 376.4437 | 373.7729 | 393.3769 | 391.671 | 407.7881 | 428.4521 | 440.4625 | 447.2579 | 457.7927 | 469.3156 | 477.6118 | 577.9199 | 581.7592 | 559.7774 | 583.1184 | 679.7791 | 697.9098 | 682.7211 | 680.9522 | 677.7407 | 680.3915 | 684.5367 | 654.5861 | 595.8259 | 688.4472 | 519.8131 | 536.4236 | 513.1744 | 481.2889 | 474.2697
35 | Happy Valley | H209 | FY2023 | 324.6907 | 307.2329 | 286.0723 | 272.0072 | 268.2681 | 265.1495 | 259.2687 | 256.2569 | 256.3373 | 260.1965 | 267.2473 | 279.4516 | 303.0283 | 319.9681 | 346.2356 | 350.1991 | 365.4399 | 357.2432 | 364.6231 | 358.1409 | 377.745 | 373.6505 | 389.7676 | 412.4315 | 424.4419 | 429.5373 | 440.0722 | 451.7951 | 460.0913 | 563.1867 | 567.026 | 548.7442 | 572.0852 | 672.2942 | 690.5088 | 680.5918 | 679.5282 | 678.7402 | 682.1146 | 685.3668 | 654.513 | 594.8395 | 686.5577 | 518.5534 | 535.7938 | 513.1744 | 481.2889 | 474.2697
35 | Happy Valley | H209 | FY2024 | 325.1174 | 307.6128 | 286.4523 | 272.4245 | 268.6854 | 265.5668 | 259.6859 | 256.6742 | 256.7546 | 260.6138 | 267.6646 | 278.5653 | 302.4216 | 316.5503 | 343.0121 | 342.3681 | 357.616 | 345.0192 | 352.3992 | 342.3263 | 361.9304 | 355.7265 | 371.8436 | 396.2076 | 408.218 | 411.6134 | 422.1482 | 434.1711 | 442.4674 | 548.0732 | 551.9124 | 537.6306 | 560.9717 | 664.9757 | 683.1743 | 678.2307 | 677.69 | 679.2409 | 683.154 | 685.8033 | 654.255 | 593.8953 | 684.9189 | 517.4609 | 535.2475 | 513.1744 | 481.2889 | 474.2697
35 | Happy Valley | H209 | FY2025 | 325.5205 | 307.987 | 286.8264 | 272.8219 | 269.0828 | 265.9642 | 260.0833 | 257.0716 | 257.152 | 261.0111 | 268.062 | 277.688 | 301.8104 | 313.4191 | 340.0658 | 335.3052 | 350.5598 | 333.8631 | 341.243 | 327.876 | 347.48 | 339.1704 | 355.2875 | 381.4514 | 393.4618 | 395.2572 | 405.7921 | 418.015 | 426.3112 | 534.4235 | 538.2627 | 527.5809 | 550.9219 | 658.1859 | 676.4605 | 676.1829 | 676.2314 | 679.9866 | 684.5041 | 686.4956 | 654.1946 | 593.0873 | 683.3582 | 516.4204 | 534.7273 | 513.1744 | 481.2889 | 474.2697
35 | Happy Valley | H209 | FY2026 | 325.9325 | 308.4036 | 287.2431 | 273.2347 | 269.4956 | 266.3771 | 260.4962 | 257.4845 | 257.5649 | 261.424 | 268.4749 | 276.8037 | 301.2027 | 309.8984 | 336.7373 | 327.6671 | 342.9287 | 322.132 | 329.512 | 312.2439 | 331.848 | 321.5393 | 337.6564 | 365.5203 | 377.5307 | 377.8261 | 388.361 | 400.9839 | 409.2801 | 519.7913 | 523.6306 | 516.6488 | 539.9898 | 651.3146 | 669.3305 | 673.5839 | 673.907 | 679.8525 | 684.6603 | 686.2082 | 653.4628 | 591.9102 | 681.7368 | 515.3394 | 534.1868 | 513.1744 | 481.2889 | 474.2697
35 | Happy Valley | H209 | FY2027 | 326.34 | 308.8363 | 287.6758 | 273.6473 | 269.9082 | 266.7897 | 260.9088 | 257.897 | 257.9775 | 261.8366 | 268.8875 | 275.8196 | 300.4949 | 305.9774 | 333.0085 | 319.0286 | 334.2972 | 308.7004 | 316.0804 | 294.7074 | 314.3114 | 301.6077 | 317.7248 | 347.5888 | 359.5992 | 357.8946 | 368.4294 | 381.3523 | 389.6486 | 503.1542 | 506.9934 | 504.4116 | 527.7526 | 643.4025 | 661.2009 | 671.0263 | 671.6647 | 679.6413 | 684.7801 | 686.0475 | 652.817 | 590.7749 | 680.1164 | 514.2592 | 533.6467 | 513.1744 | 481.2889 | 474.2697
35 | Happy Valley | H209 | FY2028 | 326.6908 | 309.1354 | 287.9749 | 273.9878 | 270.2487 | 267.1301 | 261.2492 | 258.2375 | 258.3179 | 262.177 | 269.2279 | 274.8677 | 299.7711 | 302.4077 | 329.5972 | 311.2744 | 326.5487 | 296.552 | 303.932 | 278.9692 | 298.5733 | 283.7593 | 299.8764 | 331.4403 | 343.4507 | 340.1461 | 350.681 | 363.9039 | 372.2001 | 488.3172 | 492.1565 | 493.3747 | 516.7157 | 636.5589 | 654.1464 | 668.5523 | 669.4194 | 679.5377 | 684.9182 | 685.8076 | 652.2083 | 589.8067 | 678.7794 | 513.3679 | 533.201 | 513.1744 | 481.2889 | 474.2697
36 | Magill (South) | H408 | FY2019 | 323.0643 | 305.6541 | 284.4936 | 270.3903 | 266.6512 | 263.5327 | 257.6518 | 254.64 | 254.7204 | 258.5796 | 265.6305 | 283.1732 | 305.6668 | 333.8744 | 359.3892 | 380.9069 | 396.1203 | 404.8236 | 412.2036 | 420.4118 | 440.0159 | 444.6309 | 460.748 | 476.0119 | 488.0223 | 499.9177 | 510.4526 | 520.9755 | 529.2717 | 621.9566 | 625.7958 | 592.314 | 615.655 | 700.9666 | 719.1926 | 689.5276 | 686.3872 | 676.5607 | 677.7967 | 683.4993 | 655.3875 | 598.4475 | 692.9077 | 522.7868 | 537.9104 | 513.1744 | 481.2889 | 474.2697
36 | Magill (South) | H408 | FY2020 | 323.3365 | 305.9293 | 284.7687 | 270.6631 | 266.924 | 263.8054 | 257.9246 | 254.9128 | 254.9932 | 258.8524 | 265.9032 | 282.3515 | 305.0278 | 330.3589 | 356.0007 | 373.2442 | 388.4622 | 392.8655 | 400.2455 | 404.9532 | 424.5572 | 427.0728 | 443.1899 | 460.2539 | 472.2643 | 482.4597 | 492.9945 | 503.9174 | 512.2137 | 607.3978 | 611.2371 | 581.3553 | 604.6963 | 694.4072 | 712.3085 | 687.2121 | 684.0993 | 675.8109 | 677.0849 | 682.8482 | 654.5965 | 597.5161 | 691.8364 | 522.0726 | 537.5533 | 513.1744 | 481.2889 | 474.2697
36 | Magill (South) | H408 | FY2021 | 323.729 | 306.3111 | 285.1505 | 271.0534 | 267.3143 | 264.1958 | 258.3149 | 255.3032 | 255.3836 | 259.2427 | 266.2936 | 281.2772 | 304.215 | 326.9229 | 352.7464 | 365.47 | 380.6947 | 380.7979 | 388.1779 | 389.1877 | 408.7918 | 409.2052 | 425.3223 | 444.1863 | 456.1967 | 464.6921 | 475.2269 | 486.3498 | 494.6461 | 592.5326 | 596.3719 | 570.4901 | 593.8311 | 687.0851 | 705.102 | 685.0114 | 682.5183 | 676.7646 | 678.6732 | 683.6543 | 654.6222 | 596.7634 | 690.3034 | 521.0506 | 537.0423 | 513.1744 | 481.2889 | 474.2697
36 | Magill (South) | H408 | FY2022 | 324.221 | 306.7062 | 285.5456 | 271.5261 | 267.787 | 264.6684 | 258.7875 | 255.7758 | 255.8562 | 259.7154 | 266.7662 | 280.3663 | 303.6207 | 323.5426 | 349.5862 | 357.8278 | 373.0604 | 369.0637 | 376.4437 | 373.7729 | 393.3769 | 391.671 | 407.7881 | 428.4521 | 440.4625 | 447.2579 | 457.7927 | 469.3156 | 477.6118 | 577.9199 | 581.7592 | 559.7774 | 583.1184 | 679.7791 | 697.9098 | 682.7211 | 680.9522 | 677.7407 | 680.3915 | 684.5367 | 654.5861 | 595.8259 | 688.4472 | 519.8131 | 536.4236 | 513.1744 | 481.2889 | 474.2697
36 | Magill (South) | H408 | FY2023 | 324.6907 | 307.2329 | 286.0723 | 272.0072 | 268.2681 | 265.1495 | 259.2687 | 256.2569 | 256.3373 | 260.1965 | 267.2473 | 279.4516 | 303.0283 | 319.9681 | 346.2356 | 350.1991 | 365.4399 | 357.2432 | 364.6231 | 358.1409 | 377.745 | 373.6505 | 389.7676 | 412.4315 | 424.4419 | 429.5373 | 440.0722 | 451.7951 | 460.0913 | 563.1867 | 567.026 | 548.7442 | 572.0852 | 672.2942 | 690.5088 | 680.5918 | 679.5282 | 678.7402 | 682.1146 | 685.3668 | 654.513 | 594.8395 | 686.5577 | 518.5534 | 535.7938 | 513.1744 | 481.2889 | 474.2697
36 | Magill (South) | H408 | FY2024 | 325.1174 | 307.6128 | 286.4523 | 272.4245 | 268.6854 | 265.5668 | 259.6859 | 256.6742 | 256.7546 | 260.6138 | 267.6646 | 278.5653 | 302.4216 | 316.5503 | 343.0121 | 342.3681 | 357.616 | 345.0192 | 352.3992 | 342.3263 | 361.9304 | 355.7265 | 371.8436 | 396.2076 | 408.218 | 411.6134 | 422.1482 | 434.1711 | 442.4674 | 548.0732 | 551.9124 | 537.6306 | 560.9717 | 664.9757 | 683.1743 | 678.2307 | 677.69 | 679.2409 | 683.154 | 685.8033 | 654.255 | 593.8953 | 684.9189 | 517.4609 | 535.2475 | 513.1744 | 481.2889 | 474.2697
36 | Magill (South) | H408 | FY2025 | 325.5205 | 307.987 | 286.8264 | 272.8219 | 269.0828 | 265.9642 | 260.0833 | 257.0716 | 257.152 | 261.0111 | 268.062 | 277.688 | 301.8104 | 313.4191 | 340.0658 | 335.3052 | 350.5598 | 333.8631 | 341.243 | 327.876 | 347.48 | 339.1704 | 355.2875 | 381.4514 | 393.4618 | 395.2572 | 405.7921 | 418.015 | 426.3112 | 534.4235 | 538.2627 | 527.5809 | 550.9219 | 658.1859 | 676.4605 | 676.1829 | 676.2314 | 679.9866 | 684.5041 | 686.4956 | 654.1946 | 593.0873 | 683.3582 | 516.4204 | 534.7273 | 513.1744 | 481.2889 | 474.2697
36 | Magill (South) | H408 | FY2026 | 325.9325 | 308.4036 | 287.2431 | 273.2347 | 269.4956 | 266.3771 | 260.4962 | 257.4845 | 257.5649 | 261.424 | 268.4749 | 276.8037 | 301.2027 | 309.8984 | 336.7373 | 327.6671 | 342.9287 | 322.132 | 329.512 | 312.2439 | 331.848 | 321.5393 | 337.6564 | 365.5203 | 377.5307 | 377.8261 | 388.361 | 400.9839 | 409.2801 | 519.7913 | 523.6306 | 516.6488 | 539.9898 | 651.3146 | 669.3305 | 673.5839 | 673.907 | 679.8525 | 684.6603 | 686.2082 | 653.4628 | 591.9102 | 681.7368 | 515.3394 | 534.1868 | 513.1744 | 481.2889 | 474.2697
36 | Magill (South) | H408 | FY2027 | 326.34 | 308.8363 | 287.6758 | 273.6473 | 269.9082 | 266.7897 | 260.9088 | 257.897 | 257.9775 | 261.8366 | 268.8875 | 275.8196 | 300.4949 | 305.9774 | 333.0085 | 319.0286 | 334.2972 | 308.7004 | 316.0804 | 294.7074 | 314.3114 | 301.6077 | 317.7248 | 347.5888 | 359.5992 | 357.8946 | 368.4294 | 381.3523 | 389.6486 | 503.1542 | 506.9934 | 504.4116 | 527.7526 | 643.4025 | 661.2009 | 671.0263 | 671.6647 | 679.6413 | 684.7801 | 686.0475 | 652.817 | 590.7749 | 680.1164 | 514.2592 | 533.6467 | 513.1744 | 481.2889 | 474.2697
36 | Magill (South) | H408 | FY2028 | 326.6908 | 309.1354 | 287.9749 | 273.9878 | 270.2487 | 267.1301 | 261.2492 | 258.2375 | 258.3179 | 262.177 | 269.2279 | 274.8677 | 299.7711 | 302.4077 | 329.5972 | 311.2744 | 326.5487 | 296.552 | 303.932 | 278.9692 | 298.5733 | 283.7593 | 299.8764 | 331.4403 | 343.4507 | 340.1461 | 350.681 | 363.9039 | 372.2001 | 488.3172 | 492.1565 | 493.3747 | 516.7157 | 636.5589 | 654.1464 | 668.5523 | 669.4194 | 679.5377 | 684.9182 | 685.8076 | 652.2083 | 589.8067 | 678.7794 | 513.3679 | 533.201 | 513.1744 | 481.2889 | 474.2697
37 | City West (South) | H579 | FY2019 | 323.0643 | 305.6541 | 284.4936 | 270.3903 | 266.6512 | 263.5327 | 257.6518 | 254.64 | 254.7204 | 258.5796 | 265.6305 | 283.1732 | 305.6668 | 333.8744 | 359.3892 | 380.9069 | 396.1203 | 404.8236 | 412.2036 | 420.4118 | 440.0159 | 444.6309 | 460.748 | 476.0119 | 488.0223 | 499.9177 | 510.4526 | 520.9755 | 529.2717 | 621.9566 | 625.7958 | 592.314 | 615.655 | 700.9666 | 719.1926 | 689.5276 | 686.3872 | 676.5607 | 677.7967 | 683.4993 | 655.3875 | 598.4475 | 692.9077 | 522.7868 | 537.9104 | 513.1744 | 481.2889 | 474.2697
37 | City West (South) | H579 | FY2020 | 323.3365 | 305.9293 | 284.7687 | 270.6631 | 266.924 | 263.8054 | 257.9246 | 254.9128 | 254.9932 | 258.8524 | 265.9032 | 282.3515 | 305.0278 | 330.3589 | 356.0007 | 373.2442 | 388.4622 | 392.8655 | 400.2455 | 404.9532 | 424.5572 | 427.0728 | 443.1899 | 460.2539 | 472.2643 | 482.4597 | 492.9945 | 503.9174 | 512.2137 | 607.3978 | 611.2371 | 581.3553 | 604.6963 | 694.4072 | 712.3085 | 687.2121 | 684.0993 | 675.8109 | 677.0849 | 682.8482 | 654.5965 | 597.5161 | 691.8364 | 522.0726 | 537.5533 | 513.1744 | 481.2889 | 474.2697
37 | City West (South) | H579 | FY2021 | 323.729 | 306.3111 | 285.1505 | 271.0534 | 267.3143 | 264.1958 | 258.3149 | 255.3032 | 255.3836 | 259.2427 | 266.2936 | 281.2772 | 304.215 | 326.9229 | 352.7464 | 365.47 | 380.6947 | 380.7979 | 388.1779 | 389.1877 | 408.7918 | 409.2052 | 425.3223 | 444.1863 | 456.1967 | 464.6921 | 475.2269 | 486.3498 | 494.6461 | 592.5326 | 596.3719 | 570.4901 | 593.8311 | 687.0851 | 705.102 | 685.0114 | 682.5183 | 676.7646 | 678.6732 | 683.6543 | 654.6222 | 596.7634 | 690.3034 | 521.0506 | 537.0423 | 513.1744 | 481.2889 | 474.2697
37 | City West (South) | H579 | FY2022 | 324.221 | 306.7062 | 285.5456 | 271.5261 | 267.787 | 264.6684 | 258.7875 | 255.7758 | 255.8562 | 259.7154 | 266.7662 | 280.3663 | 303.6207 | 323.5426 | 349.5862 | 357.8278 | 373.0604 | 369.0637 | 376.4437 | 373.7729 | 393.3769 | 391.671 | 407.7881 | 428.4521 | 440.4625 | 447.2579 | 457.7927 | 469.3156 | 477.6118 | 577.9199 | 581.7592 | 559.7774 | 583.1184 | 679.7791 | 697.9098 | 682.7211 | 680.9522 | 677.7407 | 680.3915 | 684.5367 | 654.5861 | 595.8259 | 688.4472 | 519.8131 | 536.4236 | 513.1744 | 481.2889 | 474.2697
37 | City West (South) | H579 | FY2023 | 324.6907 | 307.2329 | 286.0723 | 272.0072 | 268.2681 | 265.1495 | 259.2687 | 256.2569 | 256.3373 | 260.1965 | 267.2473 | 279.4516 | 303.0283 | 319.9681 | 346.2356 | 350.1991 | 365.4399 | 357.2432 | 364.6231 | 358.1409 | 377.745 | 373.6505 | 389.7676 | 412.4315 | 424.4419 | 429.5373 | 440.0722 | 451.7951 | 460.0913 | 563.1867 | 567.026 | 548.7442 | 572.0852 | 672.2942 | 690.5088 | 680.5918 | 679.5282 | 678.7402 | 682.1146 | 685.3668 | 654.513 | 594.8395 | 686.5577 | 518.5534 | 535.7938 | 513.1744 | 481.2889 | 474.2697
37 | City West (South) | H579 | FY2024 | 325.1174 | 307.6128 | 286.4523 | 272.4245 | 268.6854 | 265.5668 | 259.6859 | 256.6742 | 256.7546 | 260.6138 | 267.6646 | 278.5653 | 302.4216 | 316.5503 | 343.0121 | 342.3681 | 357.616 | 345.0192 | 352.3992 | 342.3263 | 361.9304 | 355.7265 | 371.8436 | 396.2076 | 408.218 | 411.6134 | 422.1482 | 434.1711 | 442.4674 | 548.0732 | 551.9124 | 537.6306 | 560.9717 | 664.9757 | 683.1743 | 678.2307 | 677.69 | 679.2409 | 683.154 | 685.8033 | 654.255 | 593.8953 | 684.9189 | 517.4609 | 535.2475 | 513.1744 | 481.2889 | 474.2697
37 | City West (South) | H579 | FY2025 | 325.5205 | 307.987 | 286.8264 | 272.8219 | 269.0828 | 265.9642 | 260.0833 | 257.0716 | 257.152 | 261.0111 | 268.062 | 277.688 | 301.8104 | 313.4191 | 340.0658 | 335.3052 | 350.5598 | 333.8631 | 341.243 | 327.876 | 347.48 | 339.1704 | 355.2875 | 381.4514 | 393.4618 | 395.2572 | 405.7921 | 418.015 | 426.3112 | 534.4235 | 538.2627 | 527.5809 | 550.9219 | 658.1859 | 676.4605 | 676.1829 | 676.2314 | 679.9866 | 684.5041 | 686.4956 | 654.1946 | 593.0873 | 683.3582 | 516.4204 | 534.7273 | 513.1744 | 481.2889 | 474.2697
37 | City West (South) | H579 | FY2026 | 325.9325 | 308.4036 | 287.2431 | 273.2347 | 269.4956 | 266.3771 | 260.4962 | 257.4845 | 257.5649 | 261.424 | 268.4749 | 276.8037 | 301.2027 | 309.8984 | 336.7373 | 327.6671 | 342.9287 | 322.132 | 329.512 | 312.2439 | 331.848 | 321.5393 | 337.6564 | 365.5203 | 377.5307 | 377.8261 | 388.361 | 400.9839 | 409.2801 | 519.7913 | 523.6306 | 516.6488 | 539.9898 | 651.3146 | 669.3305 | 673.5839 | 673.907 | 679.8525 | 684.6603 | 686.2082 | 653.4628 | 591.9102 | 681.7368 | 515.3394 | 534.1868 | 513.1744 | 481.2889 | 474.2697
37 | City West (South) | H579 | FY2027 | 326.34 | 308.8363 | 287.6758 | 273.6473 | 269.9082 | 266.7897 | 260.9088 | 257.897 | 257.9775 | 261.8366 | 268.8875 | 275.8196 | 300.4949 | 305.9774 | 333.0085 | 319.0286 | 334.2972 | 308.7004 | 316.0804 | 294.7074 | 314.3114 | 301.6077 | 317.7248 | 347.5888 | 359.5992 | 357.8946 | 368.4294 | 381.3523 | 389.6486 | 503.1542 | 506.9934 | 504.4116 | 527.7526 | 643.4025 | 661.2009 | 671.0263 | 671.6647 | 679.6413 | 684.7801 | 686.0475 | 652.817 | 590.7749 | 680.1164 | 514.2592 | 533.6467 | 513.1744 | 481.2889 | 474.2697
37 | City West (South) | H579 | FY2028 | 326.6908 | 309.1354 | 287.9749 | 273.9878 | 270.2487 | 267.1301 | 261.2492 | 258.2375 | 258.3179 | 262.177 | 269.2279 | 274.8677 | 299.7711 | 302.4077 | 329.5972 | 311.2744 | 326.5487 | 296.552 | 303.932 | 278.9692 | 298.5733 | 283.7593 | 299.8764 | 331.4403 | 343.4507 | 340.1461 | 350.681 | 363.9039 | 372.2001 | 488.3172 | 492.1565 | 493.3747 | 516.7157 | 636.5589 | 654.1464 | 668.5523 | 669.4194 | 679.5377 | 684.9182 | 685.8076 | 652.2083 | 589.8067 | 678.7794 | 513.3679 | 533.201 | 513.1744 | 481.2889 | 474.2697
38 | Stony Point Distribution | T363 | FY2019 | 0.079522 | 0.079939 | 0.084601 | 0.089024 | 0.076686 | 0.073654 | 0.072646 | 0.076928 | 0.07038 | 0.070904 | 0.072356 | 0.077084 | 0.094112 | 0.088298 | 0.050041 | 0.033472 | 0.035617 | 0.032279 | 0.025141 | 0.032392 | 0.054922 | 0.024861 | 0.029577 | 0.026077 | 0.040537 | 0.034085 | 0.035947 | 0.042843 | 0.059923 | 0.067992 | 0.078574 | 0.073268 | 0.07318 | 0.067753 | 0.083502 | 0.089558 | 0.12371 | 0.16756 | 0.2 | 0.17409 | 0.15112 | 0.12441 | 0.11219 | 0.10175 | 0.10152 | 0.10091 | 0.09722 | 0.099234
38 | Stony Point Distribution | T363 | FY2020 | 0.079602 | 0.080022 | 0.084684 | 0.089104 | 0.076766 | 0.073734 | 0.072726 | 0.077008 | 0.07046 | 0.070984 | 0.072436 | 0.077048 | 0.09413 | 0.088353 | 0.050133 | 0.033601 | 0.035748 | 0.03241 | 0.025272 | 0.032522 | 0.055052 | 0.024992 | 0.029708 | 0.026208 | 0.040668 | 0.034216 | 0.036078 | 0.042974 | 0.060054 | 0.068122 | 0.078704 | 0.073398 | 0.07331 | 0.067727 | 0.083418 | 0.089414 | 0.12361 | 0.16751 | 0.2 | 0.17401 | 0.15096 | 0.12417 | 0.11187 | 0.10154 | 0.10141 | 0.10091 | 0.09722 | 0.099234
38 | Stony Point Distribution | T363 | FY2021 | 0.079718 | 0.080131 | 0.084793 | 0.089219 | 0.076881 | 0.073849 | 0.072841 | 0.077123 | 0.070575 | 0.071099 | 0.072551 | 0.076997 | 0.094156 | 0.08843 | 0.050264 | 0.033785 | 0.035933 | 0.032595 | 0.025457 | 0.032709 | 0.055239 | 0.025177 | 0.029893 | 0.026393 | 0.040853 | 0.034401 | 0.036263 | 0.043159 | 0.060239 | 0.06831 | 0.078892 | 0.073586 | 0.073498 | 0.06769 | 0.083299 | 0.089209 | 0.12347 | 0.16744 | 0.2 | 0.1739 | 0.15073 | 0.12383 | 0.11142 | 0.10124 | 0.10126 | 0.10091 | 0.09722 | 0.099234
38 | Stony Point Distribution | T363 | FY2022 | 0.079863 | 0.080244 | 0.084906 | 0.089357 | 0.077019 | 0.073987 | 0.072979 | 0.077261 | 0.070713 | 0.071237 | 0.072689 | 0.076935 | 0.094187 | 0.088524 | 0.050422 | 0.034007 | 0.036158 | 0.03282 | 0.025682 | 0.032939 | 0.055469 | 0.025402 | 0.030118 | 0.026618 | 0.041078 | 0.034626 | 0.036488 | 0.043384 | 0.060464 | 0.068541 | 0.079123 | 0.073817 | 0.073729 | 0.067646 | 0.083155 | 0.088962 | 0.1233 | 0.16736 | 0.2 | 0.17376 | 0.15046 | 0.12342 | 0.11087 | 0.10087 | 0.10108 | 0.10091 | 0.09722 | 0.099234
38 | Stony Point Distribution | T363 | FY2023 | 0.080001 | 0.080395 | 0.085057 | 0.089497 | 0.077159 | 0.074127 | 0.073119 | 0.077401 | 0.070853 | 0.071377 | 0.072829 | 0.076873 | 0.094218 | 0.088619 | 0.050582 | 0.034232 | 0.036385 | 0.033047 | 0.025909 | 0.033164 | 0.055694 | 0.025629 | 0.030345 | 0.026845 | 0.041305 | 0.034853 | 0.036715 | 0.043611 | 0.060691 | 0.068765 | 0.079347 | 0.074041 | 0.073953 | 0.067601 | 0.083009 | 0.088711 | 0.12313 | 0.16727 | 0.2 | 0.17362 | 0.15018 | 0.12301 | 0.11032 | 0.10051 | 0.1009 | 0.10091 | 0.09722 | 0.099234
38 | Stony Point Distribution | T363 | FY2024 | 0.080125 | 0.080503 | 0.085165 | 0.089619 | 0.077281 | 0.074249 | 0.073241 | 0.077523 | 0.070975 | 0.071499 | 0.072951 | 0.076818 | 0.094245 | 0.088701 | 0.050721 | 0.034426 | 0.036581 | 0.033243 | 0.026105 | 0.033363 | 0.055893 | 0.025825 | 0.030541 | 0.027041 | 0.041501 | 0.035049 | 0.036911 | 0.043807 | 0.060887 | 0.068965 | 0.079547 | 0.074241 | 0.074153 | 0.067562 | 0.082882 | 0.088494 | 0.12298 | 0.1672 | 0.2 | 0.1735 | 0.14994 | 0.12265 | 0.10985 | 0.10019 | 0.10074 | 0.10091 | 0.09722 | 0.099234
38 | Stony Point Distribution | T363 | FY2025 | 0.080242 | 0.080609 | 0.085271 | 0.089734 | 0.077396 | 0.074364 | 0.073356 | 0.077638 | 0.07109 | 0.071614 | 0.073066 | 0.076767 | 0.094271 | 0.088779 | 0.050852 | 0.03461 | 0.036767 | 0.033429 | 0.026291 | 0.033552 | 0.056082 | 0.026011 | 0.030727 | 0.027227 | 0.041687 | 0.035235 | 0.037097 | 0.043993 | 0.061073 | 0.069153 | 0.079735 | 0.074429 | 0.074341 | 0.067525 | 0.082763 | 0.088289 | 0.12284 | 0.16713 | 0.2 | 0.17338 | 0.14972 | 0.12231 | 0.1094 | 0.099889 | 0.10059 | 0.10091 | 0.09722 | 0.099234
38 | Stony Point Distribution | T363 | FY2026 | 0.080362 | 0.080731 | 0.085393 | 0.089854 | 0.077516 | 0.074484 | 0.073476 | 0.077758 | 0.07121 | 0.071734 | 0.073186 | 0.076713 | 0.094298 | 0.08886 | 0.05099 | 0.034803 | 0.036962 | 0.033624 | 0.026486 | 0.033747 | 0.056277 | 0.026206 | 0.030922 | -0.072578 | -0.058118 | -0.06457 | -0.062708 | 0.044188 | 0.061268 | 0.069348 | 0.07993 | 0.074624 | 0.074536 | 0.067487 | 0.082637 | 0.088074 | 0.1227 | 0.16705 | 0.2 | 0.17327 | 0.14948 | 0.12196 | 0.10892 | 0.099573 | 0.10043 | 0.10091 | 0.09722 | 0.099234
38 | Stony Point Distribution | T363 | FY2027 | 0.080481 | 0.080857 | 0.085519 | 0.089974 | 0.077636 | 0.074604 | 0.073596 | 0.077878 | 0.07133 | 0.071854 | 0.073306 | 0.07666 | 0.094325 | 0.088941 | 0.051127 | 0.034996 | 0.037157 | 0.033819 | 0.026681 | 0.03394 | 0.05647 | 0.026401 | 0.031117 | -0.072383 | -0.057923 | -0.064375 | -0.062513 | 0.044383 | 0.061463 | 0.069542 | 0.080124 | 0.074818 | 0.07473 | 0.067448 | 0.082512 | 0.087859 | 0.12255 | 0.16698 | 0.2 | 0.17315 | 0.14924 | 0.12161 | 0.10845 | 0.099258 | 0.10028 | 0.10091 | 0.09722 | 0.099234
38 | Stony Point Distribution | T363 | FY2028 | 0.080584 | 0.080944 | 0.085606 | 0.090074 | 0.077736 | 0.074704 | 0.073696 | 0.077978 | 0.07143 | 0.071954 | 0.073406 | 0.076615 | 0.094347 | 0.089008 | 0.05124 | 0.035155 | 0.037318 | 0.03398 | 0.026842 | 0.034104 | 0.056634 | -0.073438 | -0.068722 | -0.072222 | -0.057762 | -0.064214 | -0.062352 | 0.044544 | 0.061624 | 0.069706 | 0.080288 | 0.074982 | 0.074894 | 0.067416 | 0.082409 | 0.087681 | 0.12243 | 0.16692 | 0.2 | 0.17305 | 0.14905 | 0.12131 | 0.10806 | 0.098999 | 0.10015 | 0.10091 | 0.09722 | 0.099234
39 | Tailem Bend | H114 | FY2019 | 18.7281 | 17.9954 | 17.557 | 16.7307 | 15.9808 | 15.4728 | 14.9307 | 14.5129 | 14.8423 | 15.32 | 15.5351 | 16.3066 | 16.457 | 16.9643 | 17.0469 | 16.7482 | 16.0081 | 15.7751 | 15.6503 | 15.6583 | 15.9929 | 16.4368 | 16.9367 | 17.3487 | 18.6362 | 19.1342 | 19.4892 | 20.0505 | 20.0881 | 20.0778 | 20.6133 | 21.7023 | 21.7702 | 22.4164 | 23.1358 | 24.1757 | 23.9824 | 24.3165 | 24.6443 | 24.6719 | 24.591 | 24.3454 | 23.6658 | 22.911 | 22.4175 | 21.3127 | 20.3491 | 22.8764
39 | Tailem Bend | H114 | FY2020 | 18.7381 | 18.0048 | 17.5663 | 16.7406 | 15.9906 | 15.4827 | 14.9406 | 14.5227 | 14.8521 | 15.3299 | 15.5449 | 16.3022 | 16.4592 | 16.8709 | 16.9581 | 16.5639 | 15.824 | 15.391 | 15.2663 | 15.2744 | 15.609 | 16.0527 | 16.5526 | 16.9646 | 18.2521 | 18.6502 | 19.0051 | 19.5664 | 19.604 | 19.6939 | 20.2294 | 21.4184 | 21.4862 | 22.2229 | 22.9256 | 24.1692 | 23.9511 | 24.2609 | 24.5643 | 24.571 | 24.4694 | 24.2447 | 23.5858 | 22.8646 | 22.4047 | 21.3127 | 20.3491 | 22.8764
39 | Tailem Bend | H114 | FY2021 | 18.7523 | 18.0175 | 17.579 | 16.7545 | 16.0045 | 15.4966 | 14.9545 | 14.5366 | 14.866 | 15.3438 | 15.5588 | 16.196 | 16.3623 | 16.7803 | 16.874 | 16.3862 | 15.6466 | 15.1135 | 14.9888 | 14.8972 | 15.2318 | 15.5752 | 16.0751 | 16.4871 | 17.7746 | 18.1727 | 18.5276 | 19.089 | 19.1265 | 19.3168 | 19.8523 | 21.1412 | 21.2091 | 22.0321 | 22.7111 | 24.0435 | 23.8069 | 24.1986 | 24.4841 | 24.4777 | 24.3632 | 24.1516 | 23.5055 | 22.8154 | 22.3865 | 21.3127 | 20.3491 | 22.8764
39 | Tailem Bend | H114 | FY2022 | 18.7698 | 18.0305 | 17.592 | 16.7711 | 16.0212 | 15.5132 | 14.9711 | 14.5533 | 14.8827 | 15.3604 | 15.5755 | 16.1886 | 16.366 | 16.6916 | 16.793 | 16.1129 | 15.3736 | 14.8405 | 14.7158 | 14.4251 | 14.7597 | 15.1022 | 15.6021 | 16.1141 | 17.4016 | 17.6997 | 18.0546 | 18.716 | 18.7535 | 18.9448 | 19.4803 | 20.8693 | 20.9371 | 21.8431 | 22.4938 | 24.0051 | 23.7539 | 24.1316 | 24.4031 | 24.3881 | 24.2659 | 24.0628 | 23.4245 | 22.764 | 22.3647 | 21.3127 | 20.3491 | 22.8764
39 | Tailem Bend | H114 | FY2023 | 18.7864 | 18.0479 | 17.6094 | 16.7878 | 16.0379 | 15.53 | 14.9879 | 14.57 | 14.8994 | 15.3772 | 15.5922 | 16.1811 | 16.3697 | 16.6029 | 16.7121 | 15.9398 | 15.2007 | 14.4676 | 14.3429 | 14.052 | 14.3866 | 14.6293 | 15.1292 | 15.6412 | 16.9287 | 17.3268 | 17.6817 | 18.2431 | 18.2806 | 18.5717 | 19.1072 | 20.5962 | 20.664 | 21.7542 | 22.3763 | 23.8681 | 23.6007 | 24.0629 | 24.3187 | 24.2946 | 24.163 | 23.9692 | 23.3402 | 22.7108 | 22.3428 | 21.3127 | 20.3491 | 22.8764
39 | Tailem Bend | H114 | FY2024 | 18.8013 | 18.0602 | 17.6218 | 16.8022 | 16.0522 | 15.5443 | 15.0022 | 14.5844 | 14.9138 | 15.3915 | 15.6065 | 16.1747 | 16.3729 | 16.5126 | 16.6285 | 15.7628 | 15.0239 | 14.1909 | 14.0661 | 13.6758 | 14.0104 | 14.1526 | 14.6525 | 15.2645 | 16.552 | 16.85 | 17.205 | 17.7663 | 17.8039 | 18.0955 | 18.631 | 20.22 | 20.2878 | 21.5637 | 22.1614 | 23.8378 | 23.555 | 24.0024 | 24.2434 | 24.2094 | 24.0684 | 23.8844 | 23.2649 | 22.6638 | 22.324 | 21.3127 | 20.3491 | 22.8764
39 | Tailem Bend | H114 | FY2025 | 18.8151 | 18.0719 | 17.6335 | 16.8156 | 16.0656 | 15.5577 | 15.0156 | 14.5978 | 14.9272 | 15.4049 | 15.6199 | 16.1687 | 16.3759 | 16.4217 | 16.5438 | 15.5842 | 14.8456 | 13.9126 | 13.7878 | 13.2979 | 13.6325 | 13.7743 | 14.2742 | 14.8862 | 16.1737 | 16.3717 | 16.7267 | 17.388 | 17.4256 | 17.8177 | 18.3532 | 20.0421 | 20.11 | 21.3725 | 21.9475 | 23.7155 | 23.4124 | 23.9401 | 24.1614 | 24.1122 | 23.9565 | 23.7877 | 23.1829 | 22.614 | 22.3064 | 21.3127 | 20.3491 | 22.8764
39 | Tailem Bend | H114 | FY2026 | 18.8291 | 18.0853 | 17.6469 | 16.8295 | 16.0796 | 15.5716 | 15.0295 | 14.6117 | 14.9411 | 15.4188 | 15.6339 | 16.0625 | 16.2791 | 16.3311 | 16.4597 | 15.4066 | 14.6682 | 13.6351 | 13.5104 | 12.8206 | 13.1552 | 13.2968 | 13.7967 | 14.5087 | 15.7962 | 15.8943 | 16.2492 | 16.9106 | 16.9481 | 17.4404 | 17.9759 | 19.7648 | 19.8327 | 21.1817 | 21.733 | 23.6916 | 23.3681 | 23.8759 | 24.0773 | 24.0133 | 23.8428 | 23.6888 | 23.0988 | 22.5628 | 22.2882 | 21.3127 | 20.3491 | 22.8764
39 | Tailem Bend | H114 | FY2027 | 18.8429 | 18.0991 | 17.6607 | 16.8433 | 16.0933 | 15.5854 | 15.0433 | 14.6255 | 14.9549 | 15.4326 | 15.6476 | 16.0564 | 16.2821 | 16.2404 | 16.3754 | 15.1286 | 14.3905 | 13.2574 | 13.1327 | 12.4429 | 12.7775 | 12.7191 | 13.219 | 14.031 | 15.3185 | 15.4166 | 15.7715 | 16.3329 | 16.3704 | 16.9627 | 17.4982 | 19.3871 | 19.455 | 20.9908 | 21.5186 | 23.569 | 23.2243 | 23.8115 | 23.9923 | 23.9129 | 23.727 | 23.5885 | 23.0138 | 22.5114 | 22.2702 | 21.3127 | 20.3491 | 22.8764
39 | Tailem Bend | H114 | FY2028 | 18.8545 | 18.1082 | 17.6697 | 16.8544 | 16.1045 | 15.5965 | 15.0544 | 14.6366 | 14.966 | 15.4437 | 15.6588 | 16.0514 | 16.2846 | 16.1479 | 16.2881 | 14.9465 | 14.2085 | 12.8755 | 12.7507 | 11.9614 | 12.2961 | 12.2372 | 12.7371 | 13.5491 | 14.8366 | 14.9346 | 15.2896 | 15.9509 | 15.9885 | 16.5813 | 17.1168 | 19.1058 | 19.1736 | 20.8982 | 21.407 | 23.5558 | 23.1889 | 23.7543 | 23.9133 | 23.8158 | 23.6123 | 23.4918 | 22.9348 | 22.4646 | 22.2556 | 21.3127 | 20.3491 | 22.8764
40 | Templers | H478 | FY2019 | 19.5339 | 18.8249 | 17.2415 | 16.7777 | 16.058 | 16.274 | 16.2049 | 16.0988 | 16.331 | 17.0105 | 17.1416 | 16.6766 | 17.6541 | 18.359 | 19.0329 | 19.0842 | 19.4376 | 18.5876 | 18.8025 | 18.7918 | 19.3138 | 19.5488 | 19.7026 | 20.3703 | 20.2905 | 20.1266 | 19.4363 | 20.1315 | 20.3616 | 21.3982 | 23.3988 | 22.9976 | 24.2943 | 25.4439 | 26.8224 | 28.4792 | 28.7567 | 29.7215 | 30.3873 | 30.7991 | 30.5999 | 29.7807 | 28.1679 | 28.0864 | 26.9991 | 25.2232 | 23.8132 | 26.5371
40 | Templers | H478 | FY2020 | 19.5461 | 18.8383 | 17.2549 | 16.7901 | 16.0705 | 16.2864 | 16.2173 | 16.1112 | 16.3435 | 17.0229 | 17.154 | 16.571 | 17.5569 | 18.1674 | 18.8471 | 18.7041 | 19.0577 | 18.0077 | 18.2226 | 18.0117 | 18.5337 | 18.6689 | 18.8227 | 19.5904 | 19.5107 | 19.2467 | 18.5564 | 19.2516 | 19.4818 | 20.618 | 22.6187 | 22.5174 | 23.8141 | 25.1521 | 26.5094 | 28.4011 | 28.7172 | 29.7211 | 30.426 | 30.8817 | 30.7262 | 29.8631 | 28.2065 | 28.0976 | 26.9829 | 25.2232 | 23.8132 | 26.5371
40 | Templers | H478 | FY2021 | 19.5639 | 18.8557 | 17.2724 | 16.8079 | 16.0882 | 16.3042 | 16.235 | 16.129 | 16.3612 | 17.0406 | 17.1717 | 16.5631 | 17.5609 | 17.9793 | 18.6674 | 18.3325 | 18.6865 | 17.4364 | 17.6514 | 17.2405 | 17.7625 | 17.7976 | 17.9514 | 18.7191 | 18.6394 | 18.3754 | 17.6851 | 18.3803 | 18.6105 | 19.9468 | 21.9475 | 21.9462 | 23.2429 | 24.8639 | 26.191 | 28.212 | 28.5607 | 29.698 | 30.4363 | 30.9319 | 30.8165 | 29.9134 | 28.2169 | 28.0912 | 26.9597 | 25.2232 | 23.8132 | 26.5371
40 | Templers | H478 | FY2022 | 19.5861 | 18.8724 | 17.289 | 16.829 | 16.1093 | 16.3253 | 16.2561 | 16.1501 | 16.3823 | 17.0618 | 17.1928 | 16.5537 | 17.5656 | 17.8936 | 18.5915 | 17.9664 | 18.3207 | 16.8706 | 17.0856 | 16.4758 | 16.9978 | 16.9319 | 17.0857 | 17.9534 | 17.8736 | 17.5096 | 16.8194 | 17.5145 | 17.7447 | 19.1823 | 21.1829 | 21.3817 | 22.6784 | 24.4778 | 25.769 | 28.0573 | 28.3936 | 29.6192 | 30.3459 | 30.8368 | 30.7176 | 29.8193 | 28.1264 | 28.0321 | 26.932 | 25.2232 | 23.8132 | 26.5371
40 | Templers | H478 | FY2023 | 19.6071 | 18.8947 | 17.3113 | 16.8503 | 16.1306 | 16.3466 | 16.2774 | 16.1713 | 16.4036 | 17.083 | 17.2141 | 16.4442 | 17.4703 | 17.708 | 18.4158 | 17.6005 | 17.9551 | 16.2051 | 16.4201 | 15.71 | 16.232 | 16.0663 | 16.2201 | 17.1878 | 17.1081 | 16.6441 | 15.9538 | 16.649 | 16.8792 | 18.4164 | 20.4171 | 20.8158 | 22.1125 | 24.1919 | 25.4468 | 27.9008 | 28.2259 | 29.4412 | 30.1575 | 30.7462 | 30.6246 | 29.7285 | 28.0381 | 27.974 | 26.9042 | 25.2232 | 23.8132 | 26.5371
40 | Templers | H478 | FY2024 | 19.6261 | 18.9107 | 17.3273 | 16.8686 | 16.1489 | 16.3649 | 16.2957 | 16.1897 | 16.4219 | 17.1014 | 17.2324 | 16.436 | 17.4744 | 17.5204 | 18.2367 | 17.2299 | 17.5848 | 15.6348 | 15.8497 | 14.9403 | 15.4623 | 15.196 | 15.3498 | 16.4175 | 16.3378 | 15.7738 | 15.0835 | 15.7787 | 16.0089 | 17.7468 | 19.7474 | 20.3462 | 21.6429 | 23.904 | 25.1277 | 27.7522 | 28.0676 | 29.3739 | 30.0812 | 30.6671 | 30.5433 | 29.6499 | 27.9617 | 27.9239 | 26.8802 | 25.2232 | 23.8132 | 26.5371
40 | Templers | H478 | FY2025 | 19.6435 | 18.9252 | 17.3418 | 16.8855 | 16.1658 | 16.3818 | 16.3126 | 16.2065 | 16.4388 | 17.1182 | 17.2493 | 16.4285 | 17.4782 | 17.3318 | 18.056 | 16.8569 | 17.2122 | 15.0621 | 15.2771 | 14.1682 | 14.6902 | 14.3233 | 14.4771 | 15.6448 | 15.5651 | 14.9011 | 14.2108 | 15.006 | 15.2362 | 17.0748 | 19.0754 | 19.7742 | 21.0709 | 23.5152 | 24.7102 | 27.632 | 27.914 | 29.2874 | 29.9619 | 30.5208 | 30.3705 | 29.5041 | 27.8424 | 27.8532 | 26.8581 | 25.2232 | 23.8132 | 26.5371
40 | Templers | H478 | FY2026 | 19.6614 | 18.9424 | 17.359 | 16.9032 | 16.1835 | 16.3995 | 16.3303 | 16.2243 | 16.4565 | 17.1359 | 17.267 | 16.3206 | 17.3822 | 17.1438 | 17.8762 | 16.4853 | 16.8408 | 14.4908 | 14.7058 | 13.397 | 13.9191 | 13.452 | 13.6058 | 14.8735 | 14.7938 | 14.0298 | 13.3395 | 14.1347 | 14.3649 | 16.3036 | 18.3043 | 19.303 | 20.5997 | 23.2269 | 24.3917 | 27.498 | 27.7576 | 29.2094 | 29.8622 | 30.4059 | 30.2406 | 29.3893 | 27.7427 | 27.7917 | 26.8349 | 25.2232 | 23.8132 | 26.5371
40 | Templers | H478 | FY2027 | 19.6789 | 18.96 | 17.3766 | 16.9207 | 16.201 | 16.417 | 16.3478 | 16.2418 | 16.474 | 17.1535 | 17.2845 | 16.3127 | 17.3861 | 16.9557 | 17.6962 | 16.0134 | 16.3692 | 13.8192 | 14.0342 | 12.5254 | 13.0474 | 12.4804 | 12.6342 | 14.0019 | 13.9222 | 13.0582 | 12.3679 | 13.1631 | 13.3933 | 15.532 | 17.5326 | 18.6314 | 19.9281 | 22.8385 | 23.9735 | 27.366 | 27.6019 | 29.1306 | 29.7604 | 30.2877 | 30.1058 | 29.2711 | 27.6409 | 27.7294 | 26.812 | 25.2232 | 23.8132 | 26.5371
40 | Templers | H478 | FY2028 | 19.6937 | 18.9716 | 17.3883 | 16.9349 | 16.2152 | 16.4312 | 16.362 | 16.256 | 16.4882 | 17.1677 | 17.2988 | 16.2064 | 17.2893 | 16.7653 | 17.5124 | 15.6362 | 15.9922 | 13.2422 | 13.4572 | 11.7491 | 12.2711 | 11.6034 | 11.7572 | 13.1249 | 13.0452 | 12.1812 | 11.4909 | 12.2861 | 12.5163 | 14.7557 | 16.7564 | 18.0551 | 19.3518 | 22.5479 | 23.6587 | 27.2456 | 27.4567 | 29.0612 | 29.6666 | 30.1744 | 29.9735 | 29.1583 | 27.5472 | 27.6732 | 26.7934 | 25.2232 | 23.8132 | 26.5371
41 | Waterloo | T378 | FY2019 | 6.018 | 5.5564 | 5.2454 | 4.9492 | 4.6848 | 4.4345 | 4.4305 | 4.4396 | 4.4018 | 4.4944 | 4.672 | 4.9122 | 4.9873 | 5.3311 | 5.4525 | 5.2478 | 5.4006 | 5.3725 | 5.2924 | 5.2594 | 5.2069 | 5.5248 | 5.7348 | 5.9926 | 5.9678 | 6.1404 | 6.0345 | 6.2084 | 6.2846 | 6.5154 | 6.7312 | 7.3502 | 7.6189 | 8.1953 | 8.3935 | 8.662 | 8.65 | 8.5073 | 8.3863 | 8.4793 | 8.3488 | 8.2977 | 8.035 | 7.4818 | 7.0719 | 6.6139 | 6.2923 | 7.5382
41 | Waterloo | T378 | FY2020 | 6.0215 | 5.5589 | 5.2479 | 4.9525 | 4.688 | 4.4378 | 4.4338 | 4.4429 | 4.4051 | 4.4977 | 4.6753 | 4.8108 | 4.888 | 5.2333 | 5.3563 | 5.153 | 5.3059 | 5.1779 | 5.0977 | 5.0649 | 5.0124 | 5.2301 | 5.4401 | 5.698 | 5.6731 | 5.8457 | 5.7398 | 5.9138 | 5.99 | 6.3209 | 6.5367 | 7.1557 | 7.4244 | 8.1305 | 8.2901 | 8.6199 | 8.5735 | 8.3965 | 8.2412 | 8.3672 | 8.2697 | 8.2517 | 8.0221 | 7.4732 | 7.0676 | 6.6139 | 6.2923 | 7.5382
41 | Waterloo | T378 | FY2021 | 6.0263 | 5.563 | 5.252 | 4.9571 | 4.6927 | 4.4424 | 4.4384 | 4.4475 | 4.4097 | 4.5023 | 4.68 | 4.8087 | 4.8891 | 5.1365 | 5.2616 | 5.0605 | 5.2135 | 4.9854 | 4.9052 | 4.7725 | 4.72 | 4.9376 | 5.1477 | 5.4055 | 5.3806 | 5.5533 | 5.4473 | 5.6213 | 5.6975 | 6.0286 | 6.2444 | 6.9634 | 7.2321 | 8.0456 | 8.1852 | 8.595 | 8.5347 | 8.3439 | 8.1748 | 8.3127 | 8.2272 | 8.2215 | 8.0039 | 7.461 | 7.0615 | 6.6139 | 6.2923 | 7.5382
41 | Waterloo | T378 | FY2022 | 6.0321 | 5.5671 | 5.2561 | 4.9626 | 4.6982 | 4.4479 | 4.444 | 4.4531 | 4.4153 | 4.5079 | 4.6855 | 4.8062 | 4.8903 | 5.1402 | 5.2679 | 4.8694 | 5.0224 | 4.6944 | 4.6142 | 4.4818 | 4.4294 | 4.6466 | 4.8566 | 5.1144 | 5.0896 | 5.2622 | 5.1563 | 5.3303 | 5.4065 | 5.738 | 5.9537 | 6.7728 | 7.0414 | 7.9591 | 8.0795 | 8.4698 | 8.3974 | 8.2947 | 8.1137 | 8.2611 | 8.1855 | 8.1899 | 7.9821 | 7.4465 | 7.0543 | 6.6139 | 6.2923 | 7.5382
41 | Waterloo | T378 | FY2023 | 6.0376 | 5.5727 | 5.2617 | 4.9682 | 4.7037 | 4.4535 | 4.4495 | 4.4586 | 4.4208 | 4.5134 | 4.691 | 4.8038 | 4.8915 | 5.044 | 5.1742 | 4.7782 | 4.9314 | 4.5033 | 4.4231 | 4.1908 | 4.1383 | 4.3555 | 4.5656 | 4.9234 | 4.8985 | 4.9712 | 4.8653 | 5.0392 | 5.1154 | 5.5469 | 5.7627 | 6.5817 | 6.8504 | 7.8721 | 7.9737 | 8.4451 | 8.3611 | 8.247 | 8.0546 | 8.2113 | 8.1451 | 8.1588 | 7.9604 | 7.4321 | 7.047 | 6.6139 | 6.2923 | 7.5382
41 | Waterloo | T378 | FY2024 | 6.0426 | 5.5766 | 5.2656 | 4.9729 | 4.7085 | 4.4582 | 4.4542 | 4.4633 | 4.4255 | 4.5181 | 4.6957 | 4.8017 | 4.8926 | 4.9471 | 5.0796 | 4.5858 | 4.739 | 4.3109 | 4.2308 | 3.9986 | 3.9461 | 4.0632 | 4.2732 | 4.631 | 4.6062 | 4.6788 | 4.5729 | 4.7468 | 4.823 | 5.2547 | 5.4705 | 6.3895 | 6.6582 | 7.7846 | 7.8688 | 8.4227 | 8.3274 | 8.2021 | 7.9986 | 8.1646 | 8.1077 | 8.131 | 7.9419 | 7.4197 | 7.0409 | 6.6139 | 6.2923 | 7.5382
41 | Waterloo | T378 | FY2025 | 6.047 | 5.5799 | 5.2689 | 4.9771 | 4.7127 | 4.4624 | 4.4584 | 4.4675 | 4.4297 | 4.5223 | 4.6999 | 4.7998 | 4.8935 | 4.95 | 5.0844 | 4.4925 | 4.6458 | 4.1178 | 4.0376 | 3.7057 | 3.6532 | 3.77 | 3.98 | 4.3378 | 4.313 | 4.3856 | 4.2797 | 4.4536 | 4.5299 | 5.0618 | 5.2776 | 6.1966 | 6.4653 | 7.7084 | 7.7644 | 8.3901 | 8.2719 | 8.1241 | 7.898 | 8.0848 | 8.0489 | 8.0934 | 7.9254 | 7.4087 | 7.0354 | 6.6139 | 6.2923 | 7.5382
41 | Waterloo | T378 | FY2026 | 6.0515 | 5.5839 | 5.2729 | 4.9815 | 4.717 | 4.4667 | 4.4628 | 4.4719 | 4.4341 | 4.5267 | 4.7043 | 4.7978 | 4.8945 | 4.853 | 4.9894 | 4.3995 | 4.5529 | 3.9248 | 3.8447 | 3.4129 | 3.3604 | 3.4771 | 3.6871 | 4.0449 | 4.0201 | 4.0927 | 3.9868 | 4.1607 | 4.2369 | 4.769 | 4.9848 | 6.0038 | 6.2725 | 7.5285 | 7.5599 | 8.2607 | 8.1236 | 8.0569 | 7.812 | 8.0158 | 7.9972 | 8.059 | 7.9082 | 7.3973 | 7.0296 | 6.6139 | 6.2923 | 7.5382
41 | Waterloo | T378 | FY2027 | 6.0558 | 5.5878 | 5.2768 | 4.9857 | 4.7213 | 4.471 | 4.467 | 4.4761 | 4.4383 | 4.5309 | 4.7086 | 4.7959 | 4.8955 | 4.7558 | 4.8943 | 4.2063 | 4.3598 | 3.7317 | 3.6516 | 3.1198 | 3.0673 | 3.084 | 3.294 | 3.7518 | 3.727 | 3.7996 | 3.6937 | 3.8676 | 3.9438 | 4.476 | 4.6918 | 5.8108 | 6.0795 | 7.4496 | 7.4555 | 8.2307 | 8.0736 | 7.9871 | 7.7223 | 7.9444 | 7.944 | 8.0241 | 7.8915 | 7.3861 | 7.0241 | 6.6139 | 6.2923 | 7.5382
41 | Waterloo | T378 | FY2028 | 6.0594 | 5.5902 | 5.2792 | 4.9891 | 4.7246 | 4.4743 | 4.4704 | 4.4795 | 4.4417 | 4.5343 | 4.7119 | 4.6944 | 4.7962 | 4.7581 | 4.8981 | 4.1117 | 4.2652 | 3.5372 | 3.457 | 2.9255 | 2.873 | 2.7894 | 2.9994 | 3.4572 | 3.4324 | 3.405 | 3.2991 | 3.573 | 3.6493 | 4.2817 | 4.4975 | 5.6165 | 5.8851 | 7.3705 | 7.352 | 8.2028 | 8.0256 | 7.9192 | 7.6345 | 7.875 | 7.8933 | 7.9923 | 7.8784 | 7.3774 | 7.0197 | 6.6139 | 6.2923 | 7.5382
42 | Kilburn | H373 | FY2019 | 258.6683 | 250.6193 | 239.8582 | 227.7223 | 221.2711 | 219.2272 | 216.4672 | 217.7194 | 218.6353 | 224.6896 | 233.2444 | 248.7231 | 260.8621 | 278.0397 | 296.6794 | 315.1102 | 331.9651 | 336.7769 | 342.6561 | 346.3114 | 353.1754 | 359.4453 | 367.049 | 367.591 | 369.6409 | 370.1813 | 372.1241 | 372.6174 | 370.84 | 373.8813 | 379.7161 | 389.4145 | 403.4236 | 408.0443 | 421.9142 | 419.9885 | 424.432 | 436.6716 | 406.1694 | 399.7049 | 403.5505 | 390.5083 | 383.0468 | 366.6143 | 355.9019 | 346.1946 | 331.6247 | 320.1252
42 | Kilburn | H373 | FY2020 | 258.8365 | 250.8576 | 240.0965 | 227.9045 | 221.4533 | 219.4094 | 216.6494 | 217.9016 | 218.8175 | 224.8718 | 233.4266 | 248.2418 | 260.5028 | 276.763 | 295.4874 | 312.4023 | 329.2603 | 332.7721 | 338.6513 | 340.8925 | 347.7565 | 353.3405 | 360.9442 | 362.0861 | 364.1361 | 364.0765 | 366.0193 | 366.7126 | 364.9352 | 368.7609 | 374.5957 | 385.694 | 397.2508 | 405.7648 | 421.7768 | 423.7887 | 430.6096 | 445.8336 | 412.811 | 403.9066 | 405.2998 | 389.7928 | 382.3312 | 366.1373 | 355.6634 | 346.1946 | 331.6247 | 320.1252
42 | Kilburn | H373 | FY2021 | 259.0948 | 251.1126 | 240.3515 | 228.1621 | 221.7109 | 219.6671 | 216.9071 | 218.1592 | 219.0751 | 225.1295 | 233.6843 | 247.9268 | 260.3604 | 275.7373 | 294.5817 | 309.9154 | 326.7778 | 328.7896 | 334.6687 | 335.6107 | 342.4747 | 347.2579 | 354.8616 | 356.7036 | 358.7536 | 358.094 | 360.0368 | 360.7301 | 358.9527 | 363.6791 | 369.5139 | 382.1123 | 393.0506 | 403.3352 | 419.5269 | 423.612 | 430.9453 | 447.3916 | 413.6544 | 404.1309 | 404.9057 | 388.7809 | 381.3193 | 365.4627 | 355.3261 | 346.1946 | 331.6247 | 320.1252
42 | Kilburn | H373 | FY2022 | 259.4195 | 251.3771 | 240.616 | 228.4748 | 222.0236 | 219.9797 | 217.2197 | 218.4719 | 219.3878 | 225.4421 | 233.9969 | 247.4872 | 260.1303 | 274.5487 | 293.5387 | 307.5166 | 324.3843 | 324.8961 | 330.7752 | 330.4292 | 337.2932 | 341.1644 | 348.7682 | 351.3101 | 353.3601 | 352.2005 | 354.1433 | 354.9366 | 353.1592 | 358.899 | 364.7338 | 378.5321 | 388.7728 | 401.242 | 417.5991 | 423.5416 | 431.444 | 449.0712 | 414.5196 | 404.2878 | 404.3649 | 387.5531 | 380.0915 | 364.6441 | 354.9168 | 346.1946 | 331.6247 | 320.1252
42 | Kilburn | H373 | FY2023 | 259.7302 | 251.7294 | 240.9683 | 228.7938 | 222.3426 | 220.2987 | 217.5387 | 218.7909 | 219.7068 | 225.7612 | 234.316 | 247.1449 | 260.0016 | 273.4645 | 292.603 | 305.0281 | 321.9012 | 320.813 | 326.6921 | 325.0378 | 331.9018 | 335.0813 | 342.685 | 345.827 | 347.877 | 346.1174 | 348.0602 | 348.9535 | 347.1761 | 353.9066 | 359.7414 | 374.8398 | 384.3713 | 399.0531 | 415.576 | 423.3763 | 431.8567 | 450.774 | 415.3941 | 404.4605 | 403.8284 | 386.3001 | 378.8385 | 363.8088 | 354.4992 | 346.1946 | 331.6247 | 320.1252
42 | Kilburn | H373 | FY2024 | 260.0144 | 251.9908 | 241.2297 | 229.0734 | 222.6222 | 220.5783 | 217.8183 | 219.0705 | 219.9864 | 226.0408 | 234.5956 | 246.8201 | 259.8641 | 272.3536 | 291.6223 | 302.4764 | 319.3541 | 316.666 | 322.5451 | 319.6953 | 326.5593 | 328.9343 | 336.538 | 340.28 | 342.3299 | 339.8703 | 341.8132 | 342.8065 | 341.0291 | 348.8647 | 354.6995 | 371.1978 | 380.0138 | 396.838 | 413.6003 | 423.4329 | 432.5137 | 452.6421 | 416.4424 | 404.7893 | 403.4418 | 385.202 | 377.7405 | 363.0768 | 354.1332 | 346.1946 | 331.6247 | 320.1252
42 | Kilburn | H373 | FY2025 | 260.2855 | 252.254 | 241.4929 | 229.343 | 222.8918 | 220.8479 | 218.0879 | 219.3401 | 220.256 | 226.3104 | 234.8651 | 246.3998 | 259.6244 | 271.236 | 290.6301 | 300.2086 | 317.0909 | 313.0027 | 318.8819 | 314.7337 | 321.5977 | 323.3711 | 330.9748 | 335.3168 | 337.3667 | 334.3071 | 336.2499 | 337.4432 | 335.6658 | 344.1032 | 349.938 | 367.7364 | 375.6779 | 394.7163 | 411.8941 | 423.8354 | 433.6797 | 455.182 | 418.0072 | 405.4782 | 403.2562 | 384.1433 | 376.6818 | 362.371 | 353.7803 | 346.1946 | 331.6247 | 320.1252
42 | Kilburn | H373 | FY2026 | 260.5672 | 252.5562 | 241.7951 | 229.6288 | 223.1776 | 221.1337 | 218.3737 | 219.6259 | 220.5418 | 226.5961 | 235.1509 | 245.9722 | 259.3883 | 270.1293 | 289.6565 | 297.7668 | 314.6539 | 309.0658 | 314.9449 | 309.4926 | 316.3566 | 317.3341 | 324.9378 | 329.8798 | 331.9297 | 328.2701 | 330.213 | 331.6062 | 329.8289 | 339.1617 | 344.9965 | 364.1948 | 371.1956 | 392.5054 | 410.1372 | 424.2254 | 434.893 | 457.8293 | 419.6071 | 406.241 | 403.0782 | 383.0209 | 375.5594 | 361.6227 | 353.4061 | 346.1946 | 331.6247 | 320.1252
42 | Kilburn | H373 | FY2027 | 260.8496 | 252.874 | 242.1129 | 229.9182 | 223.467 | 221.4232 | 218.6632 | 219.9153 | 220.8312 | 226.8856 | 235.4404 | 245.543 | 259.153 | 268.9251 | 288.587 | 294.8308 | 311.7229 | 304.4347 | 310.3138 | 303.3545 | 310.2184 | 310.403 | 318.0068 | 323.8487 | 325.8987 | 321.5391 | 323.4819 | 324.7752 | 322.9978 | 333.4227 | 339.2575 | 360.0559 | 366.1053 | 389.9969 | 408.0871 | 424.6265 | 436.1263 | 460.606 | 421.3244 | 407.0132 | 402.8991 | 381.8842 | 374.4226 | 360.8649 | 353.0272 | 346.1946 | 331.6247 | 320.1252
42 | Kilburn | H373 | FY2028 | 261.0964 | 253.1038 | 242.3427 | 230.1617 | 223.7104 | 221.6666 | 218.9066 | 220.1588 | 221.0747 | 227.129 | 235.6838 | 245.1344 | 258.9074 | 267.6897 | 287.465 | 292.2211 | 309.1173 | 300.4291 | 306.3082 | 298.0523 | 304.9162 | 304.2975 | 311.9012 | 318.1431 | 320.1931 | 315.4335 | 317.3763 | 318.8696 | 317.0922 | 328.3209 | 334.1557 | 356.2541 | 361.4092 | 387.7579 | 406.3279 | 425.1409 | 437.4349 | 463.318 | 423.0512 | 407.8427 | 402.8343 | 380.9282 | 373.4666 | 360.2275 | 352.7085 | 346.1946 | 331.6247 | 320.1252
43 | Le Fevre | H510 | FY2019 | 258.6683 | 250.6193 | 239.8582 | 227.7223 | 221.2711 | 219.2272 | 216.4672 | 217.7194 | 218.6353 | 224.6896 | 233.2444 | 248.7231 | 260.8621 | 278.0397 | 296.6794 | 315.1102 | 331.9651 | 336.7769 | 342.6561 | 346.3114 | 353.1754 | 359.4453 | 367.049 | 367.591 | 369.6409 | 370.1813 | 372.1241 | 372.6174 | 370.84 | 373.8813 | 379.7161 | 389.4145 | 403.4236 | 408.0443 | 421.9142 | 419.9885 | 424.432 | 436.6716 | 406.1694 | 399.7049 | 403.5505 | 390.5083 | 383.0468 | 366.6143 | 355.9019 | 346.1946 | 331.6247 | 320.1252
43 | Le Fevre | H510 | FY2020 | 258.8365 | 250.8576 | 240.0965 | 227.9045 | 221.4533 | 219.4094 | 216.6494 | 217.9016 | 218.8175 | 224.8718 | 233.4266 | 248.2418 | 260.5028 | 276.763 | 295.4874 | 312.4023 | 329.2603 | 332.7721 | 338.6513 | 340.8925 | 347.7565 | 353.3405 | 360.9442 | 362.0861 | 364.1361 | 364.0765 | 366.0193 | 366.7126 | 364.9352 | 368.7609 | 374.5957 | 385.694 | 397.2508 | 405.7648 | 421.7768 | 423.7887 | 430.6096 | 445.8336 | 412.811 | 403.9066 | 405.2998 | 389.7928 | 382.3312 | 366.1373 | 355.6634 | 346.1946 | 331.6247 | 320.1252
43 | Le Fevre | H510 | FY2021 | 259.0948 | 251.1126 | 240.3515 | 228.1621 | 221.7109 | 219.6671 | 216.9071 | 218.1592 | 219.0751 | 225.1295 | 233.6843 | 247.9268 | 260.3604 | 275.7373 | 294.5817 | 309.9154 | 326.7778 | 328.7896 | 334.6687 | 335.6107 | 342.4747 | 347.2579 | 354.8616 | 356.7036 | 358.7536 | 358.094 | 360.0368 | 360.7301 | 358.9527 | 363.6791 | 369.5139 | 382.1123 | 393.0506 | 403.3352 | 419.5269 | 423.612 | 430.9453 | 447.3916 | 413.6544 | 404.1309 | 404.9057 | 388.7809 | 381.3193 | 365.4627 | 355.3261 | 346.1946 | 331.6247 | 320.1252
43 | Le Fevre | H510 | FY2022 | 259.4195 | 251.3771 | 240.616 | 228.4748 | 222.0236 | 219.9797 | 217.2197 | 218.4719 | 219.3878 | 225.4421 | 233.9969 | 247.4872 | 260.1303 | 274.5487 | 293.5387 | 307.5166 | 324.3843 | 324.8961 | 330.7752 | 330.4292 | 337.2932 | 341.1644 | 348.7682 | 351.3101 | 353.3601 | 352.2005 | 354.1433 | 354.9366 | 353.1592 | 358.899 | 364.7338 | 378.5321 | 388.7728 | 401.242 | 417.5991 | 423.5416 | 431.444 | 449.0712 | 414.5196 | 404.2878 | 404.3649 | 387.5531 | 380.0915 | 364.6441 | 354.9168 | 346.1946 | 331.6247 | 320.1252
43 | Le Fevre | H510 | FY2023 | 259.7302 | 251.7294 | 240.9683 | 228.7938 | 222.3426 | 220.2987 | 217.5387 | 218.7909 | 219.7068 | 225.7612 | 234.316 | 247.1449 | 260.0016 | 273.4645 | 292.603 | 305.0281 | 321.9012 | 320.813 | 326.6921 | 325.0378 | 331.9018 | 335.0813 | 342.685 | 345.827 | 347.877 | 346.1174 | 348.0602 | 348.9535 | 347.1761 | 353.9066 | 359.7414 | 374.8398 | 384.3713 | 399.0531 | 415.576 | 423.3763 | 431.8567 | 450.774 | 415.3941 | 404.4605 | 403.8284 | 386.3001 | 378.8385 | 363.8088 | 354.4992 | 346.1946 | 331.6247 | 320.1252
43 | Le Fevre | H510 | FY2024 | 260.0144 | 251.9908 | 241.2297 | 229.0734 | 222.6222 | 220.5783 | 217.8183 | 219.0705 | 219.9864 | 226.0408 | 234.5956 | 246.8201 | 259.8641 | 272.3536 | 291.6223 | 302.4764 | 319.3541 | 316.666 | 322.5451 | 319.6953 | 326.5593 | 328.9343 | 336.538 | 340.28 | 342.3299 | 339.8703 | 341.8132 | 342.8065 | 341.0291 | 348.8647 | 354.6995 | 371.1978 | 380.0138 | 396.838 | 413.6003 | 423.4329 | 432.5137 | 452.6421 | 416.4424 | 404.7893 | 403.4418 | 385.202 | 377.7405 | 363.0768 | 354.1332 | 346.1946 | 331.6247 | 320.1252
43 | Le Fevre | H510 | FY2025 | 260.2855 | 252.254 | 241.4929 | 229.343 | 222.8918 | 220.8479 | 218.0879 | 219.3401 | 220.256 | 226.3104 | 234.8651 | 246.3998 | 259.6244 | 271.236 | 290.6301 | 300.2086 | 317.0909 | 313.0027 | 318.8819 | 314.7337 | 321.5977 | 323.3711 | 330.9748 | 335.3168 | 337.3667 | 334.3071 | 336.2499 | 337.4432 | 335.6658 | 344.1032 | 349.938 | 367.7364 | 375.6779 | 394.7163 | 411.8941 | 423.8354 | 433.6797 | 455.182 | 418.0072 | 405.4782 | 403.2562 | 384.1433 | 376.6818 | 362.371 | 353.7803 | 346.1946 | 331.6247 | 320.1252
43 | Le Fevre | H510 | FY2026 | 260.5672 | 252.5562 | 241.7951 | 229.6288 | 223.1776 | 221.1337 | 218.3737 | 219.6259 | 220.5418 | 226.5961 | 235.1509 | 245.9722 | 259.3883 | 270.1293 | 289.6565 | 297.7668 | 314.6539 | 309.0658 | 314.9449 | 309.4926 | 316.3566 | 317.3341 | 324.9378 | 329.8798 | 331.9297 | 328.2701 | 330.213 | 331.6062 | 329.8289 | 339.1617 | 344.9965 | 364.1948 | 371.1956 | 392.5054 | 410.1372 | 424.2254 | 434.893 | 457.8293 | 419.6071 | 406.241 | 403.0782 | 383.0209 | 375.5594 | 361.6227 | 353.4061 | 346.1946 | 331.6247 | 320.1252
43 | Le Fevre | H510 | FY2027 | 260.8496 | 252.874 | 242.1129 | 229.9182 | 223.467 | 221.4232 | 218.6632 | 219.9153 | 220.8312 | 226.8856 | 235.4404 | 245.543 | 259.153 | 268.9251 | 288.587 | 294.8308 | 311.7229 | 304.4347 | 310.3138 | 303.3545 | 310.2184 | 310.403 | 318.0068 | 323.8487 | 325.8987 | 321.5391 | 323.4819 | 324.7752 | 322.9978 | 333.4227 | 339.2575 | 360.0559 | 366.1053 | 389.9969 | 408.0871 | 424.6265 | 436.1263 | 460.606 | 421.3244 | 407.0132 | 402.8991 | 381.8842 | 374.4226 | 360.8649 | 353.0272 | 346.1946 | 331.6247 | 320.1252
43 | Le Fevre | H510 | FY2028 | 261.0964 | 253.1038 | 242.3427 | 230.1617 | 223.7104 | 221.6666 | 218.9066 | 220.1588 | 221.0747 | 227.129 | 235.6838 | 245.1344 | 258.9074 | 267.6897 | 287.465 | 292.2211 | 309.1173 | 300.4291 | 306.3082 | 298.0523 | 304.9162 | 304.2975 | 311.9012 | 318.1431 | 320.1931 | 315.4335 | 317.3763 | 318.8696 | 317.0922 | 328.3209 | 334.1557 | 356.2541 | 361.4092 | 387.7579 | 406.3279 | 425.1409 | 437.4349 | 463.318 | 423.0512 | 407.8427 | 402.8343 | 380.9282 | 373.4666 | 360.2275 | 352.7085 | 346.1946 | 331.6247 | 320.1252
44 | New Osborne | U547 | FY2019 | 258.6683 | 250.6193 | 239.8582 | 227.7223 | 221.2711 | 219.2272 | 216.4672 | 217.7194 | 218.6353 | 224.6896 | 233.2444 | 248.7231 | 260.8621 | 278.0397 | 296.6794 | 315.1102 | 331.9651 | 336.7769 | 342.6561 | 346.3114 | 353.1754 | 359.4453 | 367.049 | 367.591 | 369.6409 | 370.1813 | 372.1241 | 372.6174 | 370.84 | 373.8813 | 379.7161 | 389.4145 | 403.4236 | 408.0443 | 421.9142 | 419.9885 | 424.432 | 436.6716 | 406.1694 | 399.7049 | 403.5505 | 390.5083 | 383.0468 | 366.6143 | 355.9019 | 346.1946 | 331.6247 | 320.1252
44 | New Osborne | U547 | FY2020 | 258.8365 | 250.8576 | 240.0965 | 227.9045 | 221.4533 | 219.4094 | 216.6494 | 217.9016 | 218.8175 | 224.8718 | 233.4266 | 248.2418 | 260.5028 | 276.763 | 295.4874 | 312.4023 | 329.2603 | 332.7721 | 338.6513 | 340.8925 | 347.7565 | 353.3405 | 360.9442 | 362.0861 | 364.1361 | 364.0765 | 366.0193 | 366.7126 | 364.9352 | 368.7609 | 374.5957 | 385.694 | 397.2508 | 405.7648 | 421.7768 | 423.7887 | 430.6096 | 445.8336 | 412.811 | 403.9066 | 405.2998 | 389.7928 | 382.3312 | 366.1373 | 355.6634 | 346.1946 | 331.6247 | 320.1252
44 | New Osborne | U547 | FY2021 | 259.0948 | 251.1126 | 240.3515 | 228.1621 | 221.7109 | 219.6671 | 216.9071 | 218.1592 | 219.0751 | 225.1295 | 233.6843 | 247.9268 | 260.3604 | 275.7373 | 294.5817 | 309.9154 | 326.7778 | 328.7896 | 334.6687 | 335.6107 | 342.4747 | 347.2579 | 354.8616 | 356.7036 | 358.7536 | 358.094 | 360.0368 | 360.7301 | 358.9527 | 363.6791 | 369.5139 | 382.1123 | 393.0506 | 403.3352 | 419.5269 | 423.612 | 430.9453 | 447.3916 | 413.6544 | 404.1309 | 404.9057 | 388.7809 | 381.3193 | 365.4627 | 355.3261 | 346.1946 | 331.6247 | 320.1252
44 | New Osborne | U547 | FY2022 | 259.4195 | 251.3771 | 240.616 | 228.4748 | 222.0236 | 219.9797 | 217.2197 | 218.4719 | 219.3878 | 225.4421 | 233.9969 | 247.4872 | 260.1303 | 274.5487 | 293.5387 | 307.5166 | 324.3843 | 324.8961 | 330.7752 | 330.4292 | 337.2932 | 341.1644 | 348.7682 | 351.3101 | 353.3601 | 352.2005 | 354.1433 | 354.9366 | 353.1592 | 358.899 | 364.7338 | 378.5321 | 388.7728 | 401.242 | 417.5991 | 423.5416 | 431.444 | 449.0712 | 414.5196 | 404.2878 | 404.3649 | 387.5531 | 380.0915 | 364.6441 | 354.9168 | 346.1946 | 331.6247 | 320.1252
44 | New Osborne | U547 | FY2023 | 259.7302 | 251.7294 | 240.9683 | 228.7938 | 222.3426 | 220.2987 | 217.5387 | 218.7909 | 219.7068 | 225.7612 | 234.316 | 247.1449 | 260.0016 | 273.4645 | 292.603 | 305.0281 | 321.9012 | 320.813 | 326.6921 | 325.0378 | 331.9018 | 335.0813 | 342.685 | 345.827 | 347.877 | 346.1174 | 348.0602 | 348.9535 | 347.1761 | 353.9066 | 359.7414 | 374.8398 | 384.3713 | 399.0531 | 415.576 | 423.3763 | 431.8567 | 450.774 | 415.3941 | 404.4605 | 403.8284 | 386.3001 | 378.8385 | 363.8088 | 354.4992 | 346.1946 | 331.6247 | 320.1252
44 | New Osborne | U547 | FY2024 | 260.0144 | 251.9908 | 241.2297 | 229.0734 | 222.6222 | 220.5783 | 217.8183 | 219.0705 | 219.9864 | 226.0408 | 234.5956 | 246.8201 | 259.8641 | 272.3536 | 291.6223 | 302.4764 | 319.3541 | 316.666 | 322.5451 | 319.6953 | 326.5593 | 328.9343 | 336.538 | 340.28 | 342.3299 | 339.8703 | 341.8132 | 342.8065 | 341.0291 | 348.8647 | 354.6995 | 371.1978 | 380.0138 | 396.838 | 413.6003 | 423.4329 | 432.5137 | 452.6421 | 416.4424 | 404.7893 | 403.4418 | 385.202 | 377.7405 | 363.0768 | 354.1332 | 346.1946 | 331.6247 | 320.1252
44 | New Osborne | U547 | FY2025 | 260.2855 | 252.254 | 241.4929 | 229.343 | 222.8918 | 220.8479 | 218.0879 | 219.3401 | 220.256 | 226.3104 | 234.8651 | 246.3998 | 259.6244 | 271.236 | 290.6301 | 300.2086 | 317.0909 | 313.0027 | 318.8819 | 314.7337 | 321.5977 | 323.3711 | 330.9748 | 335.3168 | 337.3667 | 334.3071 | 336.2499 | 337.4432 | 335.6658 | 344.1032 | 349.938 | 367.7364 | 375.6779 | 394.7163 | 411.8941 | 423.8354 | 433.6797 | 455.182 | 418.0072 | 405.4782 | 403.2562 | 384.1433 | 376.6818 | 362.371 | 353.7803 | 346.1946 | 331.6247 | 320.1252
44 | New Osborne | U547 | FY2026 | 260.5672 | 252.5562 | 241.7951 | 229.6288 | 223.1776 | 221.1337 | 218.3737 | 219.6259 | 220.5418 | 226.5961 | 235.1509 | 245.9722 | 259.3883 | 270.1293 | 289.6565 | 297.7668 | 314.6539 | 309.0658 | 314.9449 | 309.4926 | 316.3566 | 317.3341 | 324.9378 | 329.8798 | 331.9297 | 328.2701 | 330.213 | 331.6062 | 329.8289 | 339.1617 | 344.9965 | 364.1948 | 371.1956 | 392.5054 | 410.1372 | 424.2254 | 434.893 | 457.8293 | 419.6071 | 406.241 | 403.0782 | 383.0209 | 375.5594 | 361.6227 | 353.4061 | 346.1946 | 331.6247 | 320.1252
44 | New Osborne | U547 | FY2027 | 260.8496 | 252.874 | 242.1129 | 229.9182 | 223.467 | 221.4232 | 218.6632 | 219.9153 | 220.8312 | 226.8856 | 235.4404 | 245.543 | 259.153 | 268.9251 | 288.587 | 294.8308 | 311.7229 | 304.4347 | 310.3138 | 303.3545 | 310.2184 | 310.403 | 318.0068 | 323.8487 | 325.8987 | 321.5391 | 323.4819 | 324.7752 | 322.9978 | 333.4227 | 339.2575 | 360.0559 | 366.1053 | 389.9969 | 408.0871 | 424.6265 | 436.1263 | 460.606 | 421.3244 | 407.0132 | 402.8991 | 381.8842 | 374.4226 | 360.8649 | 353.0272 | 346.1946 | 331.6247 | 320.1252
44 | New Osborne | U547 | FY2028 | 261.0964 | 253.1038 | 242.3427 | 230.1617 | 223.7104 | 221.6666 | 218.9066 | 220.1588 | 221.0747 | 227.129 | 235.6838 | 245.1344 | 258.9074 | 267.6897 | 287.465 | 292.2211 | 309.1173 | 300.4291 | 306.3082 | 298.0523 | 304.9162 | 304.2975 | 311.9012 | 318.1431 | 320.1931 | 315.4335 | 317.3763 | 318.8696 | 317.0922 | 328.3209 | 334.1557 | 356.2541 | 361.4092 | 387.7579 | 406.3279 | 425.1409 | 437.4349 | 463.318 | 423.0512 | 407.8427 | 402.8343 | 380.9282 | 373.4666 | 360.2275 | 352.7085 | 346.1946 | 331.6247 | 320.1252
45 | Torrens Island A | H255 | FY2019 | 258.6683 | 250.6193 | 239.8582 | 227.7223 | 221.2711 | 219.2272 | 216.4672 | 217.7194 | 218.6353 | 224.6896 | 233.2444 | 248.7231 | 260.8621 | 278.0397 | 296.6794 | 315.1102 | 331.9651 | 336.7769 | 342.6561 | 346.3114 | 353.1754 | 359.4453 | 367.049 | 367.591 | 369.6409 | 370.1813 | 372.1241 | 372.6174 | 370.84 | 373.8813 | 379.7161 | 389.4145 | 403.4236 | 408.0443 | 421.9142 | 419.9885 | 424.432 | 436.6716 | 406.1694 | 399.7049 | 403.5505 | 390.5083 | 383.0468 | 366.6143 | 355.9019 | 346.1946 | 331.6247 | 320.1252
45 | Torrens Island A | H255 | FY2020 | 258.8365 | 250.8576 | 240.0965 | 227.9045 | 221.4533 | 219.4094 | 216.6494 | 217.9016 | 218.8175 | 224.8718 | 233.4266 | 248.2418 | 260.5028 | 276.763 | 295.4874 | 312.4023 | 329.2603 | 332.7721 | 338.6513 | 340.8925 | 347.7565 | 353.3405 | 360.9442 | 362.0861 | 364.1361 | 364.0765 | 366.0193 | 366.7126 | 364.9352 | 368.7609 | 374.5957 | 385.694 | 397.2508 | 405.7648 | 421.7768 | 423.7887 | 430.6096 | 445.8336 | 412.811 | 403.9066 | 405.2998 | 389.7928 | 382.3312 | 366.1373 | 355.6634 | 346.1946 | 331.6247 | 320.1252
45 | Torrens Island A | H255 | FY2021 | 259.0948 | 251.1126 | 240.3515 | 228.1621 | 221.7109 | 219.6671 | 216.9071 | 218.1592 | 219.0751 | 225.1295 | 233.6843 | 247.9268 | 260.3604 | 275.7373 | 294.5817 | 309.9154 | 326.7778 | 328.7896 | 334.6687 | 335.6107 | 342.4747 | 347.2579 | 354.8616 | 356.7036 | 358.7536 | 358.094 | 360.0368 | 360.7301 | 358.9527 | 363.6791 | 369.5139 | 382.1123 | 393.0506 | 403.3352 | 419.5269 | 423.612 | 430.9453 | 447.3916 | 413.6544 | 404.1309 | 404.9057 | 388.7809 | 381.3193 | 365.4627 | 355.3261 | 346.1946 | 331.6247 | 320.1252
45 | Torrens Island A | H255 | FY2022 | 259.4195 | 251.3771 | 240.616 | 228.4748 | 222.0236 | 219.9797 | 217.2197 | 218.4719 | 219.3878 | 225.4421 | 233.9969 | 247.4872 | 260.1303 | 274.5487 | 293.5387 | 307.5166 | 324.3843 | 324.8961 | 330.7752 | 330.4292 | 337.2932 | 341.1644 | 348.7682 | 351.3101 | 353.3601 | 352.2005 | 354.1433 | 354.9366 | 353.1592 | 358.899 | 364.7338 | 378.5321 | 388.7728 | 401.242 | 417.5991 | 423.5416 | 431.444 | 449.0712 | 414.5196 | 404.2878 | 404.3649 | 387.5531 | 380.0915 | 364.6441 | 354.9168 | 346.1946 | 331.6247 | 320.1252
45 | Torrens Island A | H255 | FY2023 | 259.7302 | 251.7294 | 240.9683 | 228.7938 | 222.3426 | 220.2987 | 217.5387 | 218.7909 | 219.7068 | 225.7612 | 234.316 | 247.1449 | 260.0016 | 273.4645 | 292.603 | 305.0281 | 321.9012 | 320.813 | 326.6921 | 325.0378 | 331.9018 | 335.0813 | 342.685 | 345.827 | 347.877 | 346.1174 | 348.0602 | 348.9535 | 347.1761 | 353.9066 | 359.7414 | 374.8398 | 384.3713 | 399.0531 | 415.576 | 423.3763 | 431.8567 | 450.774 | 415.3941 | 404.4605 | 403.8284 | 386.3001 | 378.8385 | 363.8088 | 354.4992 | 346.1946 | 331.6247 | 320.1252
45 | Torrens Island A | H255 | FY2024 | 260.0144 | 251.9908 | 241.2297 | 229.0734 | 222.6222 | 220.5783 | 217.8183 | 219.0705 | 219.9864 | 226.0408 | 234.5956 | 246.8201 | 259.8641 | 272.3536 | 291.6223 | 302.4764 | 319.3541 | 316.666 | 322.5451 | 319.6953 | 326.5593 | 328.9343 | 336.538 | 340.28 | 342.3299 | 339.8703 | 341.8132 | 342.8065 | 341.0291 | 348.8647 | 354.6995 | 371.1978 | 380.0138 | 396.838 | 413.6003 | 423.4329 | 432.5137 | 452.6421 | 416.4424 | 404.7893 | 403.4418 | 385.202 | 377.7405 | 363.0768 | 354.1332 | 346.1946 | 331.6247 | 320.1252
45 | Torrens Island A | H255 | FY2025 | 260.2855 | 252.254 | 241.4929 | 229.343 | 222.8918 | 220.8479 | 218.0879 | 219.3401 | 220.256 | 226.3104 | 234.8651 | 246.3998 | 259.6244 | 271.236 | 290.6301 | 300.2086 | 317.0909 | 313.0027 | 318.8819 | 314.7337 | 321.5977 | 323.3711 | 330.9748 | 335.3168 | 337.3667 | 334.3071 | 336.2499 | 337.4432 | 335.6658 | 344.1032 | 349.938 | 367.7364 | 375.6779 | 394.7163 | 411.8941 | 423.8354 | 433.6797 | 455.182 | 418.0072 | 405.4782 | 403.2562 | 384.1433 | 376.6818 | 362.371 | 353.7803 | 346.1946 | 331.6247 | 320.1252
45 | Torrens Island A | H255 | FY2026 | 260.5672 | 252.5562 | 241.7951 | 229.6288 | 223.1776 | 221.1337 | 218.3737 | 219.6259 | 220.5418 | 226.5961 | 235.1509 | 245.9722 | 259.3883 | 270.1293 | 289.6565 | 297.7668 | 314.6539 | 309.0658 | 314.9449 | 309.4926 | 316.3566 | 317.3341 | 324.9378 | 329.8798 | 331.9297 | 328.2701 | 330.213 | 331.6062 | 329.8289 | 339.1617 | 344.9965 | 364.1948 | 371.1956 | 392.5054 | 410.1372 | 424.2254 | 434.893 | 457.8293 | 419.6071 | 406.241 | 403.0782 | 383.0209 | 375.5594 | 361.6227 | 353.4061 | 346.1946 | 331.6247 | 320.1252
45 | Torrens Island A | H255 | FY2027 | 260.8496 | 252.874 | 242.1129 | 229.9182 | 223.467 | 221.4232 | 218.6632 | 219.9153 | 220.8312 | 226.8856 | 235.4404 | 245.543 | 259.153 | 268.9251 | 288.587 | 294.8308 | 311.7229 | 304.4347 | 310.3138 | 303.3545 | 310.2184 | 310.403 | 318.0068 | 323.8487 | 325.8987 | 321.5391 | 323.4819 | 324.7752 | 322.9978 | 333.4227 | 339.2575 | 360.0559 | 366.1053 | 389.9969 | 408.0871 | 424.6265 | 436.1263 | 460.606 | 421.3244 | 407.0132 | 402.8991 | 381.8842 | 374.4226 | 360.8649 | 353.0272 | 346.1946 | 331.6247 | 320.1252
45 | Torrens Island A | H255 | FY2028 | 261.0964 | 253.1038 | 242.3427 | 230.1617 | 223.7104 | 221.6666 | 218.9066 | 220.1588 | 221.0747 | 227.129 | 235.6838 | 245.1344 | 258.9074 | 267.6897 | 287.465 | 292.2211 | 309.1173 | 300.4291 | 306.3082 | 298.0523 | 304.9162 | 304.2975 | 311.9012 | 318.1431 | 320.1931 | 315.4335 | 317.3763 | 318.8696 | 317.0922 | 328.3209 | 334.1557 | 356.2541 | 361.4092 | 387.7579 | 406.3279 | 425.1409 | 437.4349 | 463.318 | 423.0512 | 407.8427 | 402.8343 | 380.9282 | 373.4666 | 360.2275 | 352.7085 | 346.1946 | 331.6247 | 320.1252
46 | Whyalla Central | T575 | FY2019 | 7.0477 | 12.1329 | 11.8219 | 7.0883 | 6.8238 | 6.5736 | 6.5696 | 6.5787 | 6.5409 | 6.6335 | 6.8111 | 3.7576 | 5.2655 | 6.178 | 7.2952 | 7.4772 | 7.6663 | 6.9382 | 6.858 | 5.2156 | 5.1632 | 6.1904 | 6.4005 | 6.8583 | 6.8334 | 6.8061 | 6.7001 | 6.9741 | 7.0503 | 6.4484 | -11.1083 | 7.7832 | 25.8244 | 44.3041 | 58.4835 | 73.4792 | 54.666 | 36.0036 | 17.1628 | 0.61822 | 0.63648 | -0.25196 | -0.36584 | 1.8812 | 4.2717 | 6.6139 | 6.2923 | 7.5382
46 | Whyalla Central | T575 | FY2020 | 6.993 | 12.5979 | 12.2869 | 7.1375 | 6.873 | 6.6227 | 6.6188 | 6.6279 | 6.5901 | 6.6827 | 6.8603 | 3.7356 | 5.2765 | 6.2113 | 7.3514 | 7.5561 | 7.7459 | 7.0179 | 6.9377 | 5.1914 | 5.1389 | 6.2701 | 6.4801 | 6.938 | 6.9131 | 6.8858 | 6.7798 | 7.0538 | 7.13 | 6.4126 | -11.1186 | 7.7474 | 25.763 | 44.2855 | 58.3556 | 73.2408 | 54.4329 | 35.7777 | 16.944 | 0.51744 | 0.5357 | -0.44515 | -0.55903 | 1.7524 | 4.2073 | 6.6139 | 6.2923 | 7.5382
46 | Whyalla Central | T575 | FY2021 | 6.9807 | 13.1014 | 12.7903 | 7.2284 | 6.9639 | 6.7136 | 6.7097 | 6.7188 | 6.681 | 6.7736 | 6.9512 | 3.6951 | 5.2969 | 6.2727 | 7.4552 | 7.7018 | 7.8932 | 7.1652 | 7.085 | 5.2355 | 5.183 | 6.4174 | 6.6274 | 7.0852 | 7.0604 | 7.033 | 6.9271 | 7.2011 | 7.2773 | 6.4453 | -11.0886 | 7.7801 | 25.7985 | 44.3512 | 58.2692 | 73.0001 | 54.152 | 35.4601 | 16.5898 | 0.25213 | 0.27039 | -0.80214 | -0.91602 | 1.5144 | 4.0883 | 6.6139 | 6.2923 | 7.5382
46 | Whyalla Central | T575 | FY2022 | 7.0212 | 13.6441 | 13.3331 | 7.3693 | 7.1048 | 6.8546 | 6.8506 | 6.8597 | 6.8219 | 6.9145 | 7.0921 | 3.6322 | 5.3284 | 6.3681 | 7.6161 | 7.9277 | 8.1215 | 7.3935 | 7.3133 | 5.3633 | 5.3109 | 6.6457 | 6.8557 | 7.3135 | 7.2887 | 7.2613 | 7.1554 | 7.4293 | 7.5056 | 6.5619 | -11.0088 | 7.8968 | 25.952 | 44.5181 | 58.233 | 72.7572 | 53.8144 | 35.033 | 16.0732 | -0.21197 | -0.19371 | -1.3555 | -1.4694 | 1.1455 | 3.9038 | 6.6139 | 6.2923 | 7.5382
46 | Whyalla Central | T575 | FY2023 | 7.1113 | 14.2397 | 13.9287 | 7.5605 | 7.2961 | 7.0458 | 7.0418 | 7.0509 | 7.0131 | 7.1057 | 7.2833 | 3.5468 | 5.3711 | 6.4974 | 7.8345 | 8.2343 | 8.4313 | 7.7033 | 7.6231 | 5.5721 | 5.5196 | 6.9555 | 7.1655 | 7.6234 | 7.5985 | 7.5711 | 7.4652 | 7.7392 | 7.8154 | 6.7594 | -10.8823 | 8.0943 | 26.2205 | 44.7866 | 58.2469 | 72.5116 | 53.4191 | 34.4954 | 15.3932 | -0.87311 | -0.85485 | -2.1065 | -2.2204 | 0.64479 | 3.6535 | 6.6139 | 6.2923 | 7.5382
46 | Whyalla Central | T575 | FY2024 | 7.2461 | 14.8725 | 14.5615 | 7.7949 | 7.5305 | 7.2802 | 7.2762 | 7.2853 | 7.2475 | 7.3402 | 7.5178 | 3.4422 | 5.4235 | 6.656 | 8.1022 | 8.6101 | 8.8111 | 8.0831 | 8.0029 | 5.8523 | 5.7998 | 7.3353 | 7.5453 | 8.0032 | 7.9783 | 7.9509 | 7.845 | 8.119 | 8.1952 | 7.0286 | -10.7135 | 8.3634 | 26.59 | 45.1423 | 58.3038 | 72.2638 | 52.9745 | 33.8629 | 14.5729 | -1.7052 | -1.687 | -3.0272 | -3.1411 | 0.031024 | 3.3466 | 6.6139 | 6.2923 | 7.5382
46 | Whyalla Central | T575 | FY2025 | 7.4236 | 15.5451 | 15.234 | 8.0714 | 7.807 | 7.5567 | 7.5527 | 7.5618 | 7.5241 | 7.6167 | 7.7943 | 3.3188 | 5.4853 | 6.843 | 8.4179 | 9.0534 | 9.2591 | 8.5311 | 8.4509 | 6.2013 | 6.1488 | 7.7833 | 7.9933 | 8.4511 | 8.4263 | 8.3989 | 8.293 | 8.5669 | 8.6432 | 7.3665 | -10.6059 | 8.7014 | 27.1582 | 45.7858 | 58.7068 | 72.4193 | 52.7859 | 33.3409 | 13.7173 | -2.7031 | -2.6849 | -4.1131 | -4.227 | -0.69293 | 2.9846 | 6.6139 | 6.2923 | 7.5382
46 | Whyalla Central | T575 | FY2026 | 7.644 | 16.2592 | 15.9482 | 8.3905 | 8.1261 | 7.8758 | 7.8719 | 7.881 | 7.8432 | 7.9358 | 8.1134 | 3.1764 | 5.5567 | 7.0588 | 8.7823 | 9.565 | 9.7761 | 9.0481 | 8.9679 | 6.6195 | 6.567 | 8.3003 | 8.5103 | 8.9681 | 8.9433 | 8.9159 | 8.81 | 9.0839 | 9.1602 | 7.7738 | -10.3627 | 9.1086 | 27.7296 | 46.3251 | 58.8667 | 72.1919 | 52.2632 | 32.5349 | 12.6282 | -3.8686 | -3.8503 | -5.3663 | -5.4802 | -1.5284 | 2.5669 | 6.6139 | 6.2923 | 7.5382
46 | Whyalla Central | T575 | FY2027 | 7.9065 | 17.0167 | 16.7057 | 8.752 | 8.4876 | 8.2373 | 8.2334 | 8.2424 | 8.2047 | 8.2973 | 8.4749 | 3.015 | 5.6375 | 7.3034 | 9.1951 | 10.1446 | 10.3618 | 9.6337 | 9.5536 | 7.1062 | 7.0537 | 8.886 | 9.096 | 9.5538 | 9.529 | 9.5016 | 9.3957 | 9.6696 | 9.7458 | 8.2495 | -10.0849 | 9.5843 | 28.4031 | 46.9599 | 59.0838 | 71.9821 | 51.7069 | 31.6459 | 11.4063 | -5.2003 | -5.182 | -6.7861 | -6.8999 | -2.4749 | 2.0936 | 6.6139 | 6.2923 | 7.5382
46 | Whyalla Central | T575 | FY2028 | 8.2049 | 17.8031 | 17.4921 | 9.148 | 8.8836 | 8.6333 | 8.6293 | 8.6384 | 8.6007 | 8.6933 | 8.8709 | 2.8383 | 5.726 | 7.5712 | 9.6473 | 10.7794 | 11.0034 | 10.2753 | 10.1951 | 7.6502 | 7.5977 | 9.5275 | 9.7376 | 10.1954 | 10.1705 | 10.1432 | 10.0373 | 10.3112 | 10.3874 | 8.7826 | -9.7713 | 10.1174 | 29.1558 | 47.6609 | 59.3301 | 71.7636 | 51.1059 | 30.6775 | 10.0707 | -6.6687 | -6.6505 | -8.3412 | -8.4551 | -3.5117 | 1.5753 | 6.6139 | 6.2923 | 7.5382
47 | Wudinna | T320 | FY2019 | 8.7322 | 7.3466 | 7.0516 | 6.7355 | 6.5433 | 6.4453 | 6.1732 | 6.015 | 5.9286 | 5.8682 | 5.8534 | 6.1174 | 6.245 | 6.4428 | 6.8258 | 6.817 | 7.1313 | 7.4473 | 7.8628 | 8.1015 | 8.4524 | 8.7754 | 9.1633 | 9.3087 | 9.8263 | 10.0052 | 10.1966 | 10.5323 | 10.7519 | 11.3617 | 12.2907 | 11.8846 | 11.8046 | 12.5717 | 13.2366 | 13.8423 | 13.9807 | 14.0659 | 13.7873 | 14.0963 | 14.3503 | 14.407 | 14.0216 | 13.1694 | 12.3922 | 11.6827 | 11.0253 | 12.8095
47 | Wudinna | T320 | FY2020 | 8.7379 | 7.3512 | 7.0561 | 6.741 | 6.5487 | 6.4507 | 6.1787 | 6.0204 | 5.9341 | 5.8736 | 5.8588 | 6.115 | 6.2462 | 6.3465 | 6.732 | 6.7257 | 7.0401 | 7.1561 | 7.5716 | 7.9105 | 8.2615 | 8.4842 | 8.8721 | 8.9175 | 9.4351 | 9.514 | 9.7054 | 10.1411 | 10.3607 | 10.9707 | 11.8998 | 11.6936 | 11.6137 | 12.5152 | 13.1309 | 13.6874 | 13.7837 | 13.927 | 13.6065 | 13.9552 | 14.249 | 14.3457 | 14.0002 | 13.1552 | 12.3851 | 11.6827 | 11.0253 | 12.8095
47 | Wudinna | T320 | FY2021 | 8.7458 | 7.3579 | 7.0629 | 6.7486 | 6.5564 | 6.4584 | 6.1863 | 6.0281 | 5.9418 | 5.8813 | 5.8665 | 6.1115 | 6.248 | 6.2517 | 6.6408 | 6.538 | 6.8526 | 6.9685 | 7.3841 | 7.6232 | 7.9741 | 8.1967 | 8.5845 | 8.5299 | 9.0476 | 9.0264 | 9.2179 | 9.6536 | 9.8731 | 10.5834 | 11.5125 | 11.4063 | 11.3264 | 12.3377 | 12.9229 | 13.6487 | 13.7243 | 13.8473 | 13.5064 | 13.8723 | 14.1837 | 14.2981 | 13.9701 | 13.135 | 12.375 | 11.6827 | 11.0253 | 12.8095
47 | Wudinna | T320 | FY2022 | 8.7555 | 7.3648 | 7.0698 | 6.7578 | 6.5656 | 6.4676 | 6.1955 | 6.0373 | 5.9509 | 5.8904 | 5.8757 | 6.1075 | 6.25 | 6.2579 | 6.6512 | 6.3527 | 6.6674 | 6.6834 | 7.0989 | 7.3386 | 7.6895 | 7.9115 | 8.2994 | 8.0448 | 8.5624 | 8.6412 | 8.8327 | 9.2684 | 9.488 | 10.2989 | 11.228 | 11.1218 | 11.0419 | 12.1591 | 12.7134 | 13.5081 | 13.5647 | 13.769 | 13.4094 | 13.7901 | 14.1167 | 14.2469 | 13.9341 | 13.1111 | 12.363 | 11.6827 | 11.0253 | 12.8095
47 | Wudinna | T320 | FY2023 | 8.7646 | 7.3741 | 7.079 | 6.7669 | 6.5747 | 6.4767 | 6.2046 | 6.0464 | 5.9601 | 5.8996 | 5.8848 | 6.1034 | 6.252 | 6.1641 | 6.5617 | 6.1674 | 6.4822 | 6.4982 | 6.9137 | 7.1533 | 7.5043 | 7.5263 | 7.9142 | 7.6596 | 8.1772 | 8.156 | 8.3475 | 8.8832 | 9.1028 | 9.9137 | 10.8427 | 10.8365 | 10.7566 | 12.0806 | 12.6039 | 13.4672 | 13.5046 | 13.6899 | 13.3115 | 13.7077 | 14.0498 | 14.1955 | 13.8983 | 13.0872 | 12.3511 | 11.6827 | 11.0253 | 12.8095
47 | Wudinna | T320 | FY2024 | 8.7727 | 7.3805 | 7.0855 | 6.7747 | 6.5825 | 6.4845 | 6.2124 | 6.0542 | 5.9678 | 5.9073 | 5.8926 | 6.0999 | 6.2538 | 6.0693 | 6.4705 | 6.0798 | 6.3948 | 6.2108 | 6.6263 | 6.8663 | 7.2172 | 7.2389 | 7.6268 | 7.2722 | 7.7898 | 7.7686 | 7.9601 | 8.3958 | 8.6154 | 9.5266 | 10.4557 | 10.5495 | 10.4696 | 11.9013 | 12.3958 | 13.3302 | 13.3488 | 13.6157 | 13.2188 | 13.6302 | 13.9879 | 14.1494 | 13.8677 | 13.0668 | 12.3409 | 11.6827 | 11.0253 | 12.8095
47 | Wudinna | T320 | FY2025 | 8.7801 | 7.386 | 7.0909 | 6.7817 | 6.5894 | 6.4914 | 6.2194 | 6.0611 | 5.9748 | 5.9143 | 5.8995 | 5.9968 | 6.1553 | 5.974 | 6.3785 | 5.891 | 6.2061 | 6.022 | 6.4376 | 6.6779 | 7.0289 | 6.9502 | 7.338 | 6.8834 | 7.401 | 7.2799 | 7.4713 | 8.0071 | 8.2266 | 9.2383 | 10.1674 | 10.3612 | 10.2813 | 11.7409 | 12.1885 | 13.2759 | 13.2567 | 13.486 | 13.0515 | 13.4976 | 13.8903 | 14.0871 | 13.8404 | 13.0486 | 12.3318 | 11.6827 | 11.0253 | 12.8095
47 | Wudinna | T320 | FY2026 | 8.7875 | 7.3925 | 7.0974 | 6.7889 | 6.5966 | 6.4987 | 6.2266 | 6.0684 | 5.982 | 5.9215 | 5.9068 | 5.9936 | 6.157 | 5.9789 | 6.3867 | 5.7026 | 6.0178 | 5.7337 | 6.1493 | 6.3898 | 6.7408 | 6.6619 | 7.0497 | 6.4951 | 7.0128 | 6.8916 | 7.0831 | 7.6188 | 7.8383 | 8.8502 | 9.7793 | 10.0731 | 9.9932 | 11.6743 | 12.081 | 13.1273 | 13.0764 | 13.3744 | 12.9085 | 13.3831 | 13.8045 | 14.0301 | 13.812 | 13.0297 | 12.3223 | 11.6827 | 11.0253 | 12.8095
47 | Wudinna | T320 | FY2027 | 8.7946 | 7.3991 | 7.104 | 6.7959 | 6.6037 | 6.5057 | 6.2336 | 6.0754 | 5.989 | 5.9285 | 5.9138 | 5.9904 | 6.1585 | 5.8837 | 6.2947 | 5.5138 | 5.8292 | 5.5451 | 5.9606 | 6.1013 | 6.4522 | 6.2732 | 6.6611 | 6.0065 | 6.5241 | 6.403 | 6.5944 | 7.1301 | 7.3497 | 8.4617 | 9.3908 | 9.7846 | 9.7047 | 11.5092 | 11.8737 | 13.0775 | 12.9935 | 13.2586 | 12.7598 | 13.2646 | 13.7162 | 13.9722 | 13.7845 | 13.0113 | 12.3131 | 11.6827 | 11.0253 | 12.8095
47 | Wudinna | T320 | FY2028 | 8.8005 | 7.403 | 7.1079 | 6.8014 | 6.6092 | 6.5112 | 6.2391 | 6.0809 | 5.9946 | 5.9341 | 5.9193 | 5.988 | 6.1598 | 5.7874 | 6.2011 | 5.4227 | 5.7381 | 5.2541 | 5.6696 | 5.8106 | 6.1616 | 5.9822 | 6.3701 | 5.5155 | 6.0331 | 5.9119 | 6.1034 | 6.7391 | 6.9587 | 8.0711 | 9.0002 | 9.494 | 9.4141 | 11.3439 | 11.6679 | 12.9312 | 12.8139 | 13.1459 | 12.614 | 13.1495 | 13.6321 | 13.9195 | 13.7628 | 12.9968 | 12.3059 | 11.6827 | 11.0253 | 12.8095
48 | Yadnarie | T262 | FY2019 | 7.1109 | 6.2468 | 5.5079 | 4.9238 | 4.5371 | 4.3075 | 4.1183 | 3.9352 | 3.8421 | 3.7881 | 3.8768 | 3.9559 | 4.1022 | 4.4333 | 5.0307 | 5.339 | 5.4629 | 5.0615 | 4.4866 | 3.8071 | 3.3522 | 2.8269 | 2.3692 | 2.3773 | 2.1909 | 2.2186 | 2.3045 | 2.3012 | 2.4253 | 2.5789 | 2.7442 | 3.0351 | 3.246 | 3.8034 | 4.638 | 5.5218 | 6.3065 | 6.8539 | 6.9058 | 6.7199 | 6.4331 | 6.129 | 5.9662 | 5.734 | 5.4702 | 5.3316 | 5.2544 | 7.7981
48 | Yadnarie | T262 | FY2020 | 6.9749 | 6.1271 | 5.4025 | 4.83 | 4.4509 | 4.2257 | 4.0401 | 3.8606 | 3.7693 | 3.7164 | 3.8033 | 3.8786 | 4.0231 | 4.3485 | 4.9351 | 5.2382 | 5.3597 | 4.9134 | 4.3497 | 3.6308 | 3.1847 | 2.6694 | 2.2206 | 2.2286 | 2.0457 | 2.073 | 2.1571 | 2.1539 | 2.2756 | 2.479 | 2.6411 | 2.979 | 3.1859 | 3.7308 | 4.5465 | 5.4104 | 6.1793 | 6.7155 | 6.7658 | 6.5834 | 6.3021 | 6.004 | 5.8444 | 5.6188 | 5.3621 | 5.2284 | 5.1527 | 7.6472
48 | Yadnarie | T262 | FY2021 | 6.9084 | 6.0685 | 5.3511 | 4.7846 | 4.4092 | 4.1862 | 4.0025 | 3.8247 | 3.7343 | 3.682 | 3.768 | 3.8393 | 3.9839 | 4.3072 | 4.889 | 5.138 | 5.2583 | 4.8164 | 4.2582 | 3.5465 | 3.1048 | 2.5424 | 2.098 | 2.1059 | 1.9249 | 1.9518 | 2.0352 | 2.032 | 2.1525 | 2.354 | 2.5145 | 2.9012 | 3.106 | 3.6954 | 4.4993 | 5.3509 | 6.1112 | 6.6413 | 6.6902 | 6.5096 | 6.2311 | 5.936 | 5.778 | 5.5575 | 5.3063 | 5.1768 | 5.1018 | 7.5717
48 | Yadnarie | T262 | FY2022 | 6.8478 | 6.0147 | 5.3039 | 4.7433 | 4.3713 | 4.1504 | 3.9684 | 3.7922 | 3.7027 | 3.6508 | 3.736 | 3.8029 | 3.9479 | 4.2694 | 4.8471 | 5.095 | 5.2143 | 4.7248 | 4.1717 | 3.415 | 2.9774 | 2.42 | 1.9797 | 1.9875 | 1.8081 | 1.8348 | 1.9174 | 1.9143 | 2.0336 | 2.2851 | 2.4442 | 2.8274 | 3.0303 | 3.6632 | 4.4553 | 5.2944 | 6.0467 | 6.5709 | 6.6184 | 6.4393 | 6.1633 | 5.8711 | 5.7146 | 5.4995 | 5.2541 | 5.1292 | 5.055 | 7.5021
48 | Yadnarie | T262 | FY2023 | 6.7892 | 5.9636 | 5.2591 | 4.7035 | 4.3349 | 4.1159 | 3.9355 | 3.761 | 3.6722 | 3.6208 | 3.7053 | 3.7677 | 3.9132 | 4.233 | 4.8067 | 5.0024 | 5.1207 | 4.6356 | 4.0874 | 3.3375 | 2.9038 | 2.3002 | 1.8638 | 1.8715 | 1.6938 | 1.7715 | 1.8533 | 1.799 | 1.9173 | 2.1665 | 2.3241 | 2.8063 | 3.0074 | 3.6322 | 4.4127 | 5.2399 | 5.9844 | 6.503 | 6.549 | 6.3716 | 6.098 | 5.8085 | 5.6533 | 5.4436 | 5.2038 | 5.0834 | 5.0098 | 7.4351
48 | Yadnarie | T262 | FY2024 | 6.733 | 5.914 | 5.2155 | 4.6652 | 4.2997 | 4.0826 | 3.9038 | 3.7307 | 3.6427 | 3.5918 | 3.6755 | 3.7343 | 3.88 | 4.198 | 4.7678 | 4.9121 | 5.0294 | 4.5484 | 4.005 | 3.2109 | 2.7809 | 2.1824 | 1.7498 | 1.7574 | 1.5812 | 1.6582 | 1.7394 | 1.6855 | 1.8028 | 2.1007 | 2.257 | 2.735 | 2.9344 | 3.6024 | 4.3724 | 5.1887 | 5.9259 | 6.4392 | 6.484 | 6.308 | 6.0368 | 5.7498 | 5.596 | 5.391 | 5.1561 | 5.0396 | 4.9666 | 7.371
48 | Yadnarie | T262 | FY2025 | 6.6203 | 5.8146 | 5.128 | 4.5876 | 4.2283 | 4.015 | 3.8391 | 3.6691 | 3.5825 | 3.5324 | 3.6148 | 3.6698 | 3.8143 | 4.1277 | 4.6887 | 4.8314 | 4.9467 | 4.4241 | 3.8899 | 3.1094 | 2.6868 | 2.0484 | 1.6232 | 1.6806 | 1.5074 | 1.5332 | 1.613 | 1.6099 | 1.7252 | 2.0182 | 2.1718 | 2.6417 | 2.8377 | 3.5423 | 4.296 | 5.0951 | 5.819 | 6.3228 | 6.3662 | 6.1931 | 5.9265 | 5.6445 | 5.4933 | 5.2942 | 5.0658 | 4.9537 | 4.882 | 7.2455
48 | Yadnarie | T262 | FY2026 | 6.5231 | 5.7292 | 5.0529 | 4.5208 | 4.1669 | 3.9568 | 3.7836 | 3.616 | 3.5308 | 3.4815 | 3.5626 | 3.614 | 3.7576 | 4.0672 | 4.6207 | 4.713 | 4.8266 | 4.3118 | 3.7856 | 2.9677 | 2.5514 | 1.9226 | 1.5037 | 1.5603 | 1.3896 | 1.415 | 1.4936 | 1.4906 | 1.6041 | 1.8929 | 2.0442 | 2.6053 | 2.7984 | 3.4905 | 4.2297 | 5.0136 | 5.7258 | 6.2214 | 6.2634 | 6.0928 | 5.8302 | 5.5525 | 5.4036 | 5.21 | 4.9874 | 4.8796 | 4.8089 | 7.137
48 | Yadnarie | T262 | FY2027 | 6.4213 | 5.6397 | 4.9742 | 4.4507 | 4.1025 | 3.8957 | 3.7252 | 3.5604 | 3.4765 | 3.4279 | 3.5078 | 3.5558 | 3.6983 | 4.0038 | 4.5493 | 4.5926 | 4.7044 | 4.1978 | 3.68 | 2.8752 | 2.4655 | 1.7982 | 1.386 | 1.4416 | 1.2737 | 1.2987 | 1.376 | 1.3731 | 1.4848 | 1.8174 | 1.9663 | 2.5185 | 2.7085 | 3.4362 | 4.1606 | 4.9289 | 5.6291 | 6.1161 | 6.1568 | 5.9888 | 5.7305 | 5.4572 | 5.3106 | 5.1224 | 4.9058 | 4.802 | 4.7325 | 7.0236
48 | Yadnarie | T262 | FY2028 | 6.3213 | 5.5515 | 4.8965 | 4.3818 | 4.0391 | 3.8355 | 3.6678 | 3.5055 | 3.4229 | 3.3751 | 3.4537 | 3.499 | 3.6402 | 3.9415 | 4.479 | 4.5222 | 4.6323 | 4.0861 | 3.5765 | 2.7369 | 2.3336 | 1.6768 | 1.2711 | 1.3259 | 1.1606 | 1.1852 | 1.2613 | 1.2584 | 1.3684 | 1.6958 | 1.8424 | 2.4335 | 2.6204 | 3.3828 | 4.0934 | 4.8472 | 5.5358 | 6.0146 | 6.0542 | 5.8887 | 5.6345 | 5.3656 | 5.2213 | 5.0379 | 4.8265 | 4.7262 | 4.6577 | 6.9126
49 | Bungama | H396 | FY2019 | 49.0369 | 47.0935 | 45.5025 | 44.7394 | 44.9312 | 44.5992 | 43.3793 | 42.8865 | 43.2157 | 43.3785 | 43.8606 | 44.8497 | 46.0018 | 46.5782 | 45.9854 | 44.845 | 44.9137 | 45.3784 | 45.5999 | 46.5695 | 46.6019 | 48.0057 | 48.2498 | 50.2761 | 51.6071 | 50.6649 | 50.8274 | 52.0335 | 53.3847 | 54.9696 | 57.5331 | 56.1127 | 55.572 | 57.72 | 59.7422 | 62.7389 | 64.5318 | 66.4338 | 69.8492 | 71.2149 | 66.8225 | 63.3324 | 59.3969 | 54.9612 | 52.8157 | 51.1163 | 49.9822 | 53.1856
49 | Bungama | H396 | FY2020 | 49.0654 | 47.1233 | 45.5324 | 44.7681 | 44.96 | 44.628 | 43.4081 | 42.9153 | 43.2445 | 43.4073 | 43.8893 | 44.8369 | 46.0082 | 46.4976 | 45.9182 | 44.5911 | 44.6603 | 45.025 | 45.2465 | 46.2158 | 46.2482 | 47.4523 | 47.6964 | 49.6227 | 50.9537 | 50.0115 | 50.174 | 51.3801 | 52.7313 | 54.4159 | 56.9793 | 55.659 | 55.1182 | 57.439 | 59.3652 | 62.5592 | 64.3874 | 66.4258 | 69.8775 | 71.2905 | 66.8511 | 63.3136 | 59.331 | 54.8859 | 52.7781 | 51.1163 | 49.9822 | 53.1856
49 | Bungama | H396 | FY2021 | 49.1067 | 47.1629 | 45.5719 | 44.8091 | 45.001 | 44.669 | 43.4491 | 42.9562 | 43.2854 | 43.4483 | 43.9303 | 44.8186 | 46.0174 | 46.4253 | 45.865 | 44.3568 | 44.4267 | 44.5914 | 44.8129 | 45.7825 | 45.815 | 47.0187 | 47.2628 | 48.8891 | 50.2201 | 49.2779 | 49.4404 | 50.6465 | 51.9977 | 53.7827 | 56.3461 | 55.2257 | 54.685 | 57.1661 | 58.9636 | 62.3457 | 64.216 | 66.3979 | 69.8933 | 71.3649 | 66.8666 | 63.2705 | 59.229 | 54.7786 | 52.7244 | 51.1163 | 49.9822 | 53.1856
49 | Bungama | H396 | FY2022 | 49.1584 | 47.2036 | 45.6127 | 44.8586 | 45.0505 | 44.7185 | 43.4986 | 43.0057 | 43.3349 | 43.4978 | 43.9798 | 44.6965 | 45.9285 | 46.2588 | 45.7215 | 44.1362 | 44.2069 | 44.2715 | 44.4931 | 45.3649 | 45.3974 | 46.4989 | 46.743 | 48.2693 | 49.6003 | 48.5581 | 48.7206 | 50.0267 | 51.3779 | 53.2653 | 55.8288 | 54.8084 | 54.2677 | 56.8988 | 58.5446 | 62.1087 | 64.026 | 66.3569 | 69.9012 | 71.4383 | 66.8725 | 63.211 | 59.102 | 54.649 | 52.6596 | 51.1163 | 49.9822 | 53.1856
49 | Bungama | H396 | FY2023 | 49.2076 | 47.2581 | 45.6671 | 44.9088 | 45.1007 | 44.7687 | 43.5488 | 43.056 | 43.3852 | 43.548 | 44.03 | 44.6741 | 45.9397 | 46.1928 | 45.6789 | 43.9167 | 43.9883 | 43.9529 | 44.1745 | 45.0452 | 45.0777 | 45.9803 | 46.2244 | 47.5507 | 48.8817 | 47.8395 | 48.002 | 49.3081 | 50.6593 | 52.6455 | 55.209 | 54.3886 | 53.8479 | 56.6321 | 58.1253 | 61.8696 | 63.8332 | 66.3124 | 69.905 | 71.5101 | 66.8773 | 63.1478 | 58.9718 | 54.5175 | 52.5939 | 51.1163 | 49.9822 | 53.1856
49 | Bungama | H396 | FY2024 | 49.2522 | 47.2975 | 45.7066 | 44.9525 | 45.1443 | 44.8123 | 43.5924 | 43.0996 | 43.4288 | 43.5916 | 44.0736 | 44.6546 | 45.9495 | 46.1223 | 45.6287 | 43.6866 | 43.759 | 43.5236 | 43.7452 | 44.6169 | 44.6494 | 45.551 | 45.795 | 46.9214 | 48.2523 | 47.1101 | 47.2726 | 48.6788 | 50.03 | 52.1174 | 54.6808 | 53.9604 | 53.4197 | 56.3609 | 57.7191 | 61.7488 | 63.7552 | 66.1788 | 69.8158 | 71.5807 | 66.8872 | 63.0979 | 58.8612 | 54.4033 | 52.5368 | 51.1163 | 49.9822 | 53.1856
49 | Bungama | H396 | FY2025 | 49.2945 | 47.3369 | 45.7459 | 44.9942 | 45.186 | 44.854 | 43.6341 | 43.1413 | 43.4705 | 43.6333 | 44.1153 | 44.636 | 45.9588 | 45.9505 | 45.4763 | 43.4535 | 43.5265 | 43.1911 | 43.4127 | 44.2851 | 44.3175 | 45.0185 | 45.2626 | 46.2889 | 47.6199 | 46.3777 | 46.5402 | 48.0463 | 49.3975 | 51.5856 | 54.149 | 53.5286 | 52.9879 | 56.1885 | 57.3959 | 61.5333 | 63.6024 | 66.1904 | 69.8916 | 71.7359 | 66.9625 | 63.0938 | 58.7773 | 54.2942 | 52.4822 | 51.1163 | 49.9822 | 53.1856
49 | Bungama | H396 | FY2026 | 49.3379 | 47.3813 | 45.7903 | 45.0378 | 45.2296 | 44.8976 | 43.6777 | 43.1849 | 43.5141 | 43.6769 | 44.1589 | 44.5165 | 45.8685 | 45.88 | 45.4261 | 43.2234 | 43.2972 | 42.8618 | 43.0833 | 43.8555 | 43.888 | 44.5892 | 44.8332 | 45.5596 | 46.8905 | 45.6483 | 45.8108 | 47.3169 | 48.6681 | 50.956 | 53.5194 | 53.199 | 52.6583 | 55.9173 | 56.9845 | 61.3125 | 63.4297 | 66.1673 | 69.9182 | 71.8285 | 66.9892 | 63.0545 | 58.672 | 54.18 | 52.4251 | 51.1163 | 49.9822 | 53.1856
49 | Bungama | H396 | FY2027 | 49.381 | 47.4277 | 45.8368 | 45.0815 | 45.2734 | 44.9414 | 43.7215 | 43.2287 | 43.5579 | 43.7207 | 44.2027 | 44.497 | 45.8783 | 45.8096 | 45.3761 | 42.9936 | 43.0681 | 42.4327 | 42.6543 | 43.4258 | 43.4583 | 43.9601 | 44.2041 | 44.8305 | 46.1615 | 44.8192 | 44.9818 | 46.5879 | 47.9391 | 50.3262 | 52.8896 | 52.6692 | 52.1285 | 55.6463 | 56.5685 | 61.0913 | 63.2609 | 66.1526 | 69.9577 | 71.9391 | 67.0293 | 63.0235 | 58.5705 | 54.0654 | 52.3678 | 51.1163 | 49.9822 | 53.1856
49 | Bungama | H396 | FY2028 | 49.4182 | 47.4601 | 45.8691 | 45.1178 | 45.3096 | 44.9776 | 43.7577 | 43.2649 | 43.5941 | 43.7569 | 44.239 | 44.4808 | 45.8864 | 45.6341 | 45.2175 | 42.7517 | 42.8268 | 42.0914 | 42.313 | 42.9855 | 43.0179 | 43.5188 | 43.7629 | 44.0892 | 45.4202 | 44.078 | 44.2405 | 45.8466 | 47.1978 | 49.786 | 52.3494 | 52.229 | 51.6883 | 55.3703 | 56.1695 | 60.8909 | 63.1068 | 66.1462 | 69.999 | 72.0407 | 67.0698 | 63.0036 | 58.4894 | 53.9705 | 52.3203 | 51.1163 | 49.9822 | 53.1856
50 | Monash | T565 | FY2019 | 72.8169 | 72.2538 | 69.7633 | 67.9715 | 66.3083 | 66.134 | 65.5006 | 65.6917 | 64.7208 | 64.718 | 66.2915 | 68.1583 | 69.3157 | 68.8472 | 67.9455 | 66.4638 | 65.1347 | 63.5005 | 62.3914 | 61.2558 | 60.845 | 59.482 | 58.1411 | 58.7206 | 60.0376 | 59.8855 | 64.4614 | 64.8057 | 66.3017 | 67.7279 | 68.7282 | 70.6388 | 72.6116 | 76.7973 | 80.7136 | 84.5159 | 86.396 | 89.836 | 89.2793 | 88.9646 | 86.4936 | 87.862 | 84.993 | 82.9496 | 78.9761 | 77.6972 | 75.7385 | 80.4125
50 | Monash | T565 | FY2020 | 72.8525 | 72.2943 | 69.8039 | 68.0081 | 66.3449 | 66.1705 | 65.5372 | 65.7282 | 64.7573 | 64.7546 | 66.3281 | 68.042 | 69.2239 | 68.572 | 67.6873 | 65.8225 | 64.494 | 62.4598 | 61.3507 | 60.1141 | 59.7033 | 58.1413 | 56.8004 | 56.9799 | 58.2969 | 58.0447 | 62.6207 | 62.9649 | 64.461 | 66.1861 | 67.1864 | 69.497 | 71.2997 | 76.1215 | 80.1455 | 84.5546 | 86.5897 | 90.386 | 89.6457 | 89.1618 | 86.5208 | 87.7183 | 84.8493 | 82.8538 | 78.9283 | 77.6972 | 75.7385 | 80.4125
50 | Monash | T565 | FY2021 | 72.905 | 72.3436 | 69.8532 | 68.0599 | 66.3967 | 66.2223 | 65.589 | 65.7801 | 64.8091 | 64.8064 | 66.3799 | 67.9188 | 69.1354 | 68.307 | 67.4464 | 65.1055 | 63.7779 | 61.4437 | 60.3346 | 58.9986 | 58.5878 | 56.7252 | 55.3843 | 55.1638 | 56.4808 | 56.0287 | 60.6046 | 61.1489 | 62.6449 | 64.6707 | 65.671 | 68.2816 | 70.0466 | 75.3558 | 79.3293 | 84.2866 | 86.3381 | 90.3529 | 89.5555 | 89.0333 | 86.3545 | 87.5148 | 84.6459 | 82.7182 | 78.8604 | 77.6972 | 75.7385 | 80.4125
50 | Monash | T565 | FY2022 | 72.9703 | 72.3946 | 69.9042 | 68.1224 | 66.4592 | 66.2849 | 65.6515 | 65.8426 | 64.8717 | 64.8689 | 66.4424 | 67.891 | 69.1494 | 67.9493 | 67.1178 | 64.5057 | 63.1792 | 60.445 | 59.3359 | 58.0028 | 57.592 | 55.4265 | 54.0856 | 53.3651 | 54.6821 | 54.1299 | 58.7059 | 59.4501 | 60.9462 | 63.0752 | 64.0755 | 67.1861 | 68.8914 | 74.6972 | 78.6239 | 84.0329 | 86.1184 | 90.3695 | 89.4891 | 88.9046 | 86.1662 | 87.2693 | 84.4004 | 82.5545 | 78.7786 | 77.6972 | 75.7385 | 80.4125
50 | Monash | T565 | FY2023 | 73.0325 | 72.463 | 69.9726 | 68.1858 | 66.5226 | 66.3483 | 65.7149 | 65.906 | 64.9351 | 64.9323 | 66.5058 | 67.7627 | 69.0636 | 67.6922 | 66.8902 | 63.8074 | 62.4819 | 59.4477 | 58.3386 | 56.9043 | 56.4934 | 54.1292 | 52.7883 | 51.5678 | 52.8848 | 52.2327 | 56.8086 | 57.5529 | 59.0489 | 61.5765 | 62.5768 | 65.9874 | 67.627 | 74.0391 | 77.9236 | 83.7888 | 85.9139 | 90.4071 | 89.4373 | 88.7882 | 85.984 | 87.0204 | 84.1514 | 82.3885 | 78.6956 | 77.6972 | 75.7385 | 80.4125
50 | Monash | T565 | FY2024 | 73.0889 | 72.5128 | 70.0224 | 68.2409 | 66.5777 | 66.4034 | 65.77 | 65.9611 | 64.9902 | 64.9875 | 66.5609 | 67.6381 | 68.9759 | 67.4295 | 66.6531 | 63.0957 | 61.7712 | 58.437 | 57.3279 | 55.7949 | 55.3841 | 52.7185 | 51.3776 | 49.7571 | 51.0741 | 50.3219 | 54.8979 | 55.7421 | 57.2382 | 59.9673 | 60.9676 | 64.8782 | 66.4495 | 73.2755 | 77.1345 | 83.5726 | 85.7433 | 90.4841 | 89.4255 | 88.7071 | 85.8347 | 86.8039 | 83.9349 | 82.2442 | 78.6235 | 77.6972 | 75.7385 | 80.4125
50 | Monash | T565 | FY2025 | 73.1416 | 72.5596 | 70.0692 | 68.2924 | 66.6292 | 66.4549 | 65.8215 | 66.0126 | 65.0417 | 65.039 | 66.6124 | 67.6151 | 68.9874 | 67.0643 | 66.312 | 62.4783 | 61.1547 | 57.5204 | 56.4113 | 54.7795 | 54.3687 | 51.502 | 50.161 | 48.1406 | 49.4575 | 48.5054 | 53.0813 | 54.1256 | 55.6216 | 58.552 | 59.5523 | 63.7629 | 65.3182 | 72.6096 | 76.3969 | 83.2621 | 85.4276 | 90.3652 | 89.2714 | 88.5358 | 85.6474 | 86.6017 | 83.7327 | 82.1094 | 78.5561 | 77.6972 | 75.7385 | 80.4125
50 | Monash | T565 | FY2026 | 73.1959 | 72.6145 | 70.1241 | 68.3469 | 66.6836 | 66.5093 | 65.8759 | 66.067 | 65.0961 | 65.0934 | 66.6668 | 67.4908 | 68.8996 | 66.8011 | 66.0741 | 61.7656 | 60.4429 | 56.5086 | 55.3995 | 53.7676 | 53.3568 | 50.1902 | 48.8492 | 46.3287 | 47.6457 | 46.5936 | 51.1695 | 52.3138 | 53.8098 | 57.0401 | 58.0404 | 62.651 | 64.1566 | 71.9456 | 75.6899 | 83.0108 | 85.2036 | 90.3707 | 89.2068 | 88.4216 | 85.4834 | 86.3879 | 83.5189 | 81.9669 | 78.4848 | 77.6972 | 75.7385 | 80.4125
50 | Monash | T565 | FY2027 | 73.2497 | 72.6715 | 70.1811 | 68.4013 | 66.738 | 66.5637 | 65.9303 | 66.1214 | 65.1505 | 65.1478 | 66.7213 | 67.4665 | 68.9118 | 66.4379 | 65.7363 | 61.0528 | 59.731 | 55.3968 | 54.2877 | 52.5551 | 52.1443 | 48.6783 | 47.3374 | 44.3169 | 45.6339 | 44.3817 | 48.9577 | 50.3019 | 51.798 | 55.2275 | 56.2278 | 61.3385 | 62.7689 | 71.1816 | 74.9084 | 82.8104 | 85.056 | 90.3779 | 89.1185 | 88.3588 | 85.3454 | 86.1742 | 83.3052 | 81.8244 | 78.4136 | 77.6972 | 75.7385 | 80.4125
50 | Monash | T565 | FY2028 | 73.2959 | 72.7108 | 70.2204 | 68.4461 | 66.7829 | 66.6086 | 65.9752 | 66.1663 | 65.1954 | 65.1927 | 66.7661 | 67.3465 | 68.8218 | 66.1683 | 65.4875 | 60.3247 | 59.0037 | 54.3695 | 53.2604 | 51.4291 | 51.0183 | 47.251 | 45.9101 | 42.4896 | 43.8065 | 42.4544 | 47.0304 | 48.4746 | 49.9707 | 53.7017 | 54.7021 | 60.1127 | 61.5016 | 70.5113 | 74.2031 | 82.569 | 84.8376 | 90.3842 | 89.0666 | 88.2642 | 85.2095 | 85.998 | 83.129 | 81.7069 | 78.3548 | 77.6972 | 75.7385 | 80.4125

## LoadDurationCurve
| Connection Point | ID | Financial Year | Max | 1% time | 2% time | 3% time | 4% time | 5% time | 6% time | 7% time | 8% time | 9% time | 10% time | 11% time | 12% time | 13% time | 14% time | 15% time | 16% time | 17% time | 18% time | 19% time | 20% time | 21% time | 22% time | 23% time | 24% time | 25% time | 26% time | 27% time | 28% time | 29% time | 30% time | 31% time | 32% time | 33% time | 34% time | 35% time | 36% time | 37% time | 38% time | 39% time | 40% time | 41% time | 42% time | 43% time | 44% time | 45% time | 46% time | 47% time | 48% time | 49% time | 50% time | 51% time | 52% time | 53% time | 54% time | 55% time | 56% time | 57% time | 58% time | 59% time | 60% time | 61% time | 62% time | 63% time | 64% time | 65% time | 66% time | 67% time | 68% time | 69% time | 70% time | 71% time | 72% time | 73% time | 74% time | 75% time | 76% time | 77% time | 78% time | 79% time | 80% time | 81% time | 82% time | 83% time | 84% time | 85% time | 86% time | 87% time | 88% time | 89% time | 90% time | 91% time | 92% time | 93% time | 94% time | 95% time | 96% time | 97% time | 98% time | 99% time | Min
Units |  |  |  | MW | MW | MW | MW | MW | MW | MW | MW | MW | MW | MW | MW | MW | MW | MW | MW | MW | MW | MW | MW | MW | MW | MW | MW | MW | MW | MW | MW | MW | MW | MW | MW | MW | MW | MW | MW | MW | MW | MW | MW | MW | MW | MW | MW | MW | MW | MW | MW | MW | MW | MW | MW | MW | MW | MW | MW | MW | MW | MW | MW | MW | MW | MW | MW | MW | MW | MW | MW | MW | MW | MW | MW | MW | MW | MW | MW | MW | MW | MW | MW | MW | MW | MW | MW | MW | MW | MW | MW | MW | MW | MW | MW | MW | MW | MW | MW | MW | MW | MW | MW | MW
Rule | TGCP001 | TGCP001 |  | TGCP014 | TGCP014 | TGCP014 | TGCP014 | TGCP014 | TGCP014 | TGCP014 | TGCP014 | TGCP014 | TGCP014 | TGCP014 | TGCP014 | TGCP014 | TGCP014 | TGCP014 | TGCP014 | TGCP014 | TGCP014 | TGCP014 | TGCP014 | TGCP014 | TGCP014 | TGCP014 | TGCP014 | TGCP014 | TGCP014 | TGCP014 | TGCP014 | TGCP014 | TGCP014 | TGCP014 | TGCP014 | TGCP014 | TGCP014 | TGCP014 | TGCP014 | TGCP014 | TGCP014 | TGCP014 | TGCP014 | TGCP014 | TGCP014 | TGCP014 | TGCP014 | TGCP014 | TGCP014 | TGCP014 | TGCP014 | TGCP014 | TGCP014 | TGCP014 | TGCP014 | TGCP014 | TGCP014 | TGCP014 | TGCP014 | TGCP014 | TGCP014 | TGCP014 | TGCP014 | TGCP014 | TGCP014 | TGCP014 | TGCP014 | TGCP014 | TGCP014 | TGCP014 | TGCP014 | TGCP014 | TGCP014 | TGCP014 | TGCP014 | TGCP014 | TGCP014 | TGCP014 | TGCP014 | TGCP014 | TGCP014 | TGCP014 | TGCP014 | TGCP014 | TGCP014 | TGCP014 | TGCP014 | TGCP014 | TGCP014 | TGCP014 | TGCP014 | TGCP014 | TGCP014 | TGCP014 | TGCP014 | TGCP014 | TGCP014 | TGCP014 | TGCP014 | TGCP014 | TGCP014 | TGCP014 | TGCP014 | TGCP014
Description | Name of the transmission connection point | TNSP unique ID for the connection point. |  | Connection point load duration curve data | Connection point load duration curve data | Connection point load duration curve data | Connection point load duration curve data | Connection point load duration curve data | Connection point load duration curve data | Connection point load duration curve data | Connection point load duration curve data | Connection point load duration curve data | Connection point load duration curve data | Connection point load duration curve data | Connection point load duration curve data | Connection point load duration curve data | Connection point load duration curve data | Connection point load duration curve data | Connection point load duration curve data | Connection point load duration curve data | Connection point load duration curve data | Connection point load duration curve data | Connection point load duration curve data | Connection point load duration curve data | Connection point load duration curve data | Connection point load duration curve data | Connection point load duration curve data | Connection point load duration curve data | Connection point load duration curve data | Connection point load duration curve data | Connection point load duration curve data | Connection point load duration curve data | Connection point load duration curve data | Connection point load duration curve data | Connection point load duration curve data | Connection point load duration curve data | Connection point load duration curve data | Connection point load duration curve data | Connection point load duration curve data | Connection point load duration curve data | Connection point load duration curve data | Connection point load duration curve data | Connection point load duration curve data | Connection point load duration curve data | Connection point load duration curve data | Connection point load duration curve data | Connection point load duration curve data | Connection point load duration curve data | Connection point load duration curve data | Connection point load duration curve data | Connection point load duration curve data | Connection point load duration curve data | Connection point load duration curve data | Connection point load duration curve data | Connection point load duration curve data | Connection point load duration curve data | Connection point load duration curve data | Connection point load duration curve data | Connection point load duration curve data | Connection point load duration curve data | Connection point load duration curve data | Connection point load duration curve data | Connection point load duration curve data | Connection point load duration curve data | Connection point load duration curve data | Connection point load duration curve data | Connection point load duration curve data | Connection point load duration curve data | Connection point load duration curve data | Connection point load duration curve data | Connection point load duration curve data | Connection point load duration curve data | Connection point load duration curve data | Connection point load duration curve data | Connection point load duration curve data | Connection point load duration curve data | Connection point load duration curve data | Connection point load duration curve data | Connection point load duration curve data | Connection point load duration curve data | Connection point load duration curve data | Connection point load duration curve data | Connection point load duration curve data | Connection point load duration curve data | Connection point load duration curve data | Connection point load duration curve data | Connection point load duration curve data | Connection point load duration curve data | Connection point load duration curve data | Connection point load duration curve data | Connection point load duration curve data | Connection point load duration curve data | Connection point load duration curve data | Connection point load duration curve data | Connection point load duration curve data | Connection point load duration curve data | Connection point load duration curve data | Connection point load duration curve data | Connection point load duration curve data | Connection point load duration curve data | Connection point load duration curve data | Connection point load duration curve data | Connection point load duration curve data | Connection point load duration curve data
0 | Angas Creek | T438 | FY2017 | 13.6702 | 12.6387 | 12.1776 | 11.856 | 11.5915 | 11.355 | 11.1557 | 10.9712 | 10.8257 | 10.6651 | 10.5159 | 10.3861 | 10.2592 | 10.1339 | 10.0251 | 9.902 | 9.7905 | 9.6755 | 9.5697 | 9.4761 | 9.3639 | 9.2681 | 9.1835 | 9.1082 | 9.0239 | 8.9397 | 8.8597 | 8.7788 | 8.7026 | 8.6277 | 8.5605 | 8.4915 | 8.4161 | 8.3451 | 8.2769 | 8.2114 | 8.1407 | 8.0662 | 8.0062 | 7.9488 | 7.8933 | 7.8273 | 7.7732 | 7.7151 | 7.6553 | 7.5941 | 7.5326 | 7.4769 | 7.4232 | 7.3646 | 7.3042 | 7.244 | 7.1885 | 7.1257 | 7.0663 | 7.0126 | 6.9646 | 6.9155 | 6.86 | 6.8092 | 6.7582 | 6.7035 | 6.6525 | 6.6029 | 6.5509 | 6.4999 | 6.4464 | 6.3948 | 6.347 | 6.3014 | 6.2513 | 6.1966 | 6.1376 | 6.0734 | 6.0002 | 5.9296 | 5.861 | 5.7875 | 5.7066 | 5.6112 | 5.5288 | 5.4357 | 5.3415 | 5.2201 | 5.0847 | 4.9497 | 4.8175 | 4.6656 | 4.5036 | 4.3386 | 4.1711 | 3.9986 | 3.8077 | 3.5983 | 3.3735 | 3.1211 | 2.8378 | 2.4804 | 2.021 | 0.93656 | 0.93656
0 | Angas Creek | T438 | FY2018 | 14.4313 | 13.0478 | 12.6371 | 12.3363 | 12.0687 | 11.8123 | 11.5909 | 11.384 | 11.1722 | 10.9894 | 10.8271 | 10.6478 | 10.502 | 10.3679 | 10.2522 | 10.1464 | 10.0417 | 9.9514 | 9.8529 | 9.7641 | 9.6777 | 9.5937 | 9.5119 | 9.4198 | 9.3376 | 9.2594 | 9.1828 | 9.1061 | 9.0342 | 8.9628 | 8.8918 | 8.8171 | 8.7451 | 8.6701 | 8.6037 | 8.5462 | 8.4846 | 8.4242 | 8.3618 | 8.2972 | 8.2353 | 8.1749 | 8.1154 | 8.055 | 7.9977 | 7.9399 | 7.8801 | 7.8193 | 7.7655 | 7.708 | 7.6433 | 7.5816 | 7.5212 | 7.4633 | 7.4048 | 7.3478 | 7.2898 | 7.2254 | 7.1727 | 7.1158 | 7.0559 | 6.9967 | 6.9382 | 6.8821 | 6.8219 | 6.7671 | 6.7005 | 6.6379 | 6.5765 | 6.514 | 6.4536 | 6.3867 | 6.3268 | 6.2603 | 6.1899 | 6.1058 | 6.0263 | 5.9402 | 5.8482 | 5.7467 | 5.6442 | 5.5312 | 5.4096 | 5.2861 | 5.1322 | 4.9728 | 4.7978 | 4.6303 | 4.4537 | 4.2643 | 4.067 | 3.8798 | 3.677 | 3.4719 | 3.2523 | 2.9915 | 2.7172 | 2.3572 | 1.8534 | 0.99166 | 0.99166
0 | Angas Creek | T438 | FY2019 | 15.427 | 13.73 | 13.2553 | 12.9416 | 12.6751 | 12.4208 | 12.2239 | 12.0517 | 11.8809 | 11.7229 | 11.5706 | 11.4194 | 11.27 | 11.1434 | 11.0062 | 10.8903 | 10.7842 | 10.6885 | 10.5887 | 10.4965 | 10.4109 | 10.3297 | 10.2388 | 10.151 | 10.0733 | 9.9964 | 9.9174 | 9.8436 | 9.7757 | 9.7138 | 9.6487 | 9.5842 | 9.5138 | 9.4468 | 9.3855 | 9.3251 | 9.2649 | 9.203 | 9.1389 | 9.0719 | 9.0037 | 8.9425 | 8.8797 | 8.8167 | 8.753 | 8.6843 | 8.6169 | 8.5529 | 8.4927 | 8.4323 | 8.3685 | 8.2987 | 8.2419 | 8.1856 | 8.1243 | 8.0612 | 8.001 | 7.9396 | 7.8772 | 7.8114 | 7.7495 | 7.691 | 7.6278 | 7.5581 | 7.4903 | 7.4328 | 7.3734 | 7.3083 | 7.2415 | 7.1713 | 7.0919 | 7.0131 | 6.9319 | 6.8379 | 6.7491 | 6.6477 | 6.551 | 6.4236 | 6.2968 | 6.1542 | 5.9853 | 5.815 | 5.5956 | 5.3906 | 5.1859 | 4.9831 | 4.7822 | 4.5888 | 4.3797 | 4.188 | 3.9986 | 3.7813 | 3.5645 | 3.3361 | 3.1125 | 2.8747 | 2.5779 | 2.2615 | 1.8872 | 1.2058 | 1.2058
1 | Ardrossan West | T282 | FY2017 | 9.5166 | 7.8966 | 7.4276 | 7.1353 | 6.903 | 6.7134 | 6.5796 | 6.435 | 6.276 | 6.1297 | 6.0006 | 5.8911 | 5.7859 | 5.7047 | 5.6189 | 5.5275 | 5.4397 | 5.358 | 5.2761 | 5.1909 | 5.1069 | 5.0267 | 4.9488 | 4.8775 | 4.8182 | 4.7585 | 4.6992 | 4.6457 | 4.5914 | 4.544 | 4.4962 | 4.4524 | 4.41 | 4.3642 | 4.3161 | 4.2733 | 4.2359 | 4.1993 | 4.163 | 4.1247 | 4.091 | 4.0575 | 4.02 | 3.9861 | 3.9547 | 3.9213 | 3.885 | 3.8559 | 3.8236 | 3.7915 | 3.7619 | 3.7304 | 3.6995 | 3.6704 | 3.6397 | 3.6132 | 3.5849 | 3.5559 | 3.5287 | 3.4992 | 3.4722 | 3.4447 | 3.4186 | 3.394 | 3.3666 | 3.3364 | 3.3074 | 3.2792 | 3.2508 | 3.2215 | 3.1893 | 3.1589 | 3.1305 | 3.097 | 3.0587 | 3.018 | 2.9672 | 2.9099 | 2.844 | 2.7596 | 2.6662 | 2.565 | 2.4654 | 2.3575 | 2.2567 | 2.1532 | 2.0507 | 1.943 | 1.8366 | 1.7244 | 1.6113 | 1.5052 | 1.3834 | 1.256 | 1.1343 | 0.99794 | 0.8538 | 0.65718 | 0.39864 | -0.018517 | -0.018517
1 | Ardrossan West | T282 | FY2018 | 7.9055 | 7.2877 | 6.9539 | 6.7483 | 6.5675 | 6.413 | 6.2756 | 6.1253 | 5.9907 | 5.856 | 5.7322 | 5.6283 | 5.5144 | 5.4128 | 5.326 | 5.2425 | 5.164 | 5.0826 | 5.0022 | 4.9193 | 4.843 | 4.7777 | 4.714 | 4.6603 | 4.6126 | 4.5576 | 4.5026 | 4.4508 | 4.397 | 4.3489 | 4.2962 | 4.247 | 4.2042 | 4.162 | 4.1163 | 4.0807 | 4.0451 | 4.0143 | 3.9836 | 3.949 | 3.9126 | 3.8813 | 3.8503 | 3.8186 | 3.7895 | 3.7596 | 3.7308 | 3.7034 | 3.6759 | 3.6447 | 3.6156 | 3.5866 | 3.5583 | 3.5317 | 3.5043 | 3.4774 | 3.4509 | 3.4275 | 3.4011 | 3.375 | 3.3504 | 3.3255 | 3.3006 | 3.27 | 3.2398 | 3.2096 | 3.1781 | 3.1481 | 3.1171 | 3.0793 | 3.0456 | 3.014 | 2.9801 | 2.9397 | 2.8872 | 2.8276 | 2.7556 | 2.6701 | 2.5803 | 2.4906 | 2.3851 | 2.2879 | 2.1884 | 2.0834 | 1.9837 | 1.8774 | 1.7775 | 1.668 | 1.5578 | 1.4494 | 1.3272 | 1.1994 | 1.0777 | 0.94335 | 0.80503 | 0.65548 | 0.49599 | 0.30114 | 0.094006 | -0.3176 | -0.3176
1 | Ardrossan West | T282 | FY2019 | 8.2086 | 7.2992 | 7.0021 | 6.7518 | 6.5521 | 6.3962 | 6.2665 | 6.135 | 6.0049 | 5.8826 | 5.7588 | 5.6474 | 5.5439 | 5.4409 | 5.346 | 5.2604 | 5.1723 | 5.0815 | 5.0028 | 4.9169 | 4.8368 | 4.7671 | 4.6972 | 4.6341 | 4.5693 | 4.5121 | 4.457 | 4.4042 | 4.3541 | 4.3039 | 4.2585 | 4.2119 | 4.1626 | 4.1211 | 4.0806 | 4.0426 | 4.006 | 3.9666 | 3.93 | 3.8919 | 3.8555 | 3.8215 | 3.7914 | 3.7613 | 3.7296 | 3.6989 | 3.6646 | 3.6321 | 3.6002 | 3.572 | 3.5423 | 3.5164 | 3.4865 | 3.458 | 3.4293 | 3.4032 | 3.375 | 3.3491 | 3.3248 | 3.2998 | 3.2735 | 3.2481 | 3.2194 | 3.1901 | 3.1636 | 3.1359 | 3.1031 | 3.0713 | 3.0367 | 2.995 | 2.9459 | 2.8881 | 2.8197 | 2.7463 | 2.6581 | 2.5621 | 2.473 | 2.3805 | 2.2855 | 2.1846 | 2.0801 | 1.9626 | 1.8467 | 1.7293 | 1.6057 | 1.4858 | 1.3768 | 1.2556 | 1.1156 | 0.98589 | 0.87694 | 0.74322 | 0.6147 | 0.47828 | 0.32943 | 0.17466 | 0.027972 | -0.097529 | -0.24158 | -0.50803 | -0.50803
2 | Baroota | T310 | FY2017 | 6.2799 | 5.4738 | 5.218 | 5.0513 | 4.9024 | 4.7764 | 4.6681 | 4.5575 | 4.459 | 4.3751 | 4.3041 | 4.2364 | 4.1755 | 4.1135 | 4.0514 | 3.9905 | 3.9346 | 3.8747 | 3.8165 | 3.7567 | 3.6995 | 3.643 | 3.5901 | 3.5442 | 3.4989 | 3.4569 | 3.4102 | 3.3686 | 3.3289 | 3.2924 | 3.2567 | 3.2237 | 3.1906 | 3.1582 | 3.1266 | 3.0957 | 3.0648 | 3.034 | 3.0024 | 2.9729 | 2.9433 | 2.9134 | 2.8858 | 2.8577 | 2.8299 | 2.8035 | 2.7772 | 2.7549 | 2.7319 | 2.7084 | 2.6859 | 2.6626 | 2.6366 | 2.6126 | 2.5909 | 2.5671 | 2.5448 | 2.5179 | 2.4909 | 2.4644 | 2.4385 | 2.4129 | 2.3886 | 2.3634 | 2.3368 | 2.3068 | 2.2762 | 2.2433 | 2.2062 | 2.1645 | 2.1065 | 2.0272 | 1.9358 | 1.8484 | 1.7569 | 1.6711 | 1.5805 | 1.4944 | 1.4159 | 1.3335 | 1.2428 | 1.1619 | 1.0771 | 1.0026 | 0.9321 | 0.8491 | 0.77244 | 0.6939 | 0.60014 | 0.50809 | 0.41836 | 0.31352 | 0.21409 | 0.093835 | 0.0025957 | 0 | 0 | -0.012713 | -0.14396 | -0.33663 | -0.33663
2 | Baroota | T310 | FY2018 | 6.2732 | 5.2414 | 4.9687 | 4.7552 | 4.5694 | 4.4106 | 4.2654 | 4.1528 | 4.0471 | 3.9484 | 3.8458 | 3.7447 | 3.6608 | 3.5766 | 3.5053 | 3.4468 | 3.3884 | 3.3294 | 3.2775 | 3.2266 | 3.1815 | 3.1364 | 3.0939 | 3.0522 | 3.0103 | 2.9704 | 2.9311 | 2.894 | 2.8587 | 2.8224 | 2.7884 | 2.7533 | 2.7204 | 2.6934 | 2.6631 | 2.6326 | 2.6029 | 2.5757 | 2.5463 | 2.5158 | 2.4831 | 2.4512 | 2.4191 | 2.3897 | 2.3579 | 2.3246 | 2.2904 | 2.2504 | 2.2051 | 2.151 | 2.0897 | 2.0024 | 1.8958 | 1.7749 | 1.6478 | 1.5264 | 1.4051 | 1.2862 | 1.1796 | 1.0532 | 0.92122 | 0.79151 | 0.66848 | 0.52529 | 0.39733 | 0.26982 | 0.13427 | 0.020401 | 0 | 0 | 0 | 0 | 0 | 0 | 0 | 0 | 0 | 0 | 0 | 0 | 0 | 0 | 0 | 0 | 0 | 0 | 0 | 0 | 0 | 0 | 0 | 0 | 0 | 0 | 0 | 0 | -0.054102 | -0.16618 | -0.28753 | -0.47486 | -0.47486
2 | Baroota | T310 | FY2019 | 6.4726 | 5.3664 | 4.9864 | 4.7363 | 4.5612 | 4.429 | 4.3073 | 4.205 | 4.1109 | 4.0204 | 3.9379 | 3.8561 | 3.7783 | 3.7098 | 3.6402 | 3.5759 | 3.5193 | 3.4622 | 3.4145 | 3.367 | 3.3178 | 3.2759 | 3.2332 | 3.1903 | 3.1541 | 3.1179 | 3.078 | 3.0422 | 3.0058 | 2.973 | 2.9388 | 2.9039 | 2.8699 | 2.8382 | 2.8116 | 2.7823 | 2.7548 | 2.7253 | 2.6954 | 2.6662 | 2.6376 | 2.6099 | 2.5843 | 2.5617 | 2.5367 | 2.5116 | 2.4858 | 2.461 | 2.4362 | 2.4066 | 2.3767 | 2.3468 | 2.3131 | 2.2734 | 2.2279 | 2.1678 | 2.0863 | 1.9786 | 1.8612 | 1.751 | 1.6247 | 1.512 | 1.396 | 1.287 | 1.1654 | 1.0563 | 0.9398 | 0.81796 | 0.70706 | 0.58653 | 0.45726 | 0.33683 | 0.23202 | 0.1199 | 0.015383 | 0 | 0 | 0 | 0 | 0 | 0 | 0 | 0 | 0 | 0 | 0 | 0 | 0 | 0 | 0 | 0 | 0 | 0 | -0.041724 | -0.16777 | -0.29366 | -0.40442 | -0.53102 | -0.66401 | -0.89112 | -0.89112
3 | Berri | T399 | FY2017 | 73.0867 | 65.9078 | 62.2005 | 59.2955 | 57.1791 | 55.2971 | 53.9179 | 52.5249 | 51.427 | 50.3272 | 49.3409 | 48.3608 | 47.4675 | 46.5371 | 45.7212 | 45.0232 | 44.3549 | 43.7573 | 43.1904 | 42.6708 | 42.1133 | 41.5284 | 41.0593 | 40.6114 | 40.1607 | 39.7427 | 39.3337 | 38.9745 | 38.6251 | 38.28 | 37.961 | 37.635 | 37.3253 | 37.0452 | 36.7638 | 36.4407 | 36.1158 | 35.7799 | 35.5096 | 35.2322 | 34.944 | 34.6865 | 34.4363 | 34.2101 | 33.973 | 33.7509 | 33.5173 | 33.2777 | 33.0294 | 32.7793 | 32.5451 | 32.2917 | 32.081 | 31.8627 | 31.6551 | 31.4463 | 31.2242 | 30.9978 | 30.7619 | 30.5374 | 30.3096 | 30.0803 | 29.8553 | 29.6503 | 29.4174 | 29.1878 | 28.9465 | 28.7151 | 28.472 | 28.2323 | 27.9889 | 27.7229 | 27.4729 | 27.2156 | 26.9298 | 26.665 | 26.3996 | 26.1151 | 25.8714 | 25.6068 | 25.329 | 25.053 | 24.7786 | 24.5006 | 24.2024 | 23.9257 | 23.643 | 23.3542 | 23.0346 | 22.6942 | 22.3799 | 22.0731 | 21.7508 | 21.4088 | 20.9734 | 20.4378 | 19.7279 | 18.7264 | 17.3898 | 13.1829 | 13.1829
3 | Berri | T399 | FY2018 | 77.9734 | 69.9727 | 66.1082 | 63.6304 | 61.5877 | 59.7959 | 58.0896 | 56.4807 | 54.9656 | 53.6636 | 52.4231 | 51.4234 | 50.4007 | 49.4978 | 48.6599 | 48.0212 | 47.3903 | 46.7429 | 46.1295 | 45.541 | 44.9943 | 44.4312 | 43.8477 | 43.2135 | 42.6191 | 42.0231 | 41.5011 | 41.0644 | 40.6302 | 40.2286 | 39.8085 | 39.4118 | 39.03 | 38.6346 | 38.2786 | 37.9387 | 37.5841 | 37.2221 | 36.896 | 36.5665 | 36.2331 | 35.9756 | 35.7092 | 35.4116 | 35.1636 | 34.8859 | 34.6074 | 34.3084 | 34.0173 | 33.7711 | 33.5474 | 33.3117 | 33.0701 | 32.8326 | 32.5972 | 32.328 | 32.0825 | 31.8282 | 31.5779 | 31.36 | 31.1315 | 30.8895 | 30.6769 | 30.4426 | 30.1789 | 29.9225 | 29.6932 | 29.4673 | 29.2076 | 28.9505 | 28.6989 | 28.4385 | 28.1616 | 27.8979 | 27.6293 | 27.3487 | 27.044 | 26.7602 | 26.4725 | 26.188 | 25.8761 | 25.596 | 25.333 | 25.0329 | 24.7085 | 24.4146 | 24.1001 | 23.8198 | 23.5236 | 23.185 | 22.7945 | 22.4034 | 21.9409 | 21.4229 | 20.8561 | 20.1221 | 19.2723 | 18.1468 | 16.6465 | 13.8754 | 13.8754
3 | Berri | T399 | FY2019 | 80.1272 | 71.5595 | 67.2749 | 64.6815 | 62.3732 | 60.4191 | 58.5601 | 57.0105 | 55.5825 | 54.3415 | 53.1166 | 52.0851 | 51.1464 | 50.1916 | 49.214 | 48.2968 | 47.4287 | 46.6175 | 45.8717 | 45.118 | 44.3789 | 43.705 | 43.0301 | 42.4115 | 41.7913 | 41.0989 | 40.5505 | 39.9961 | 39.4586 | 39.0156 | 38.5671 | 38.1439 | 37.7426 | 37.3476 | 36.9831 | 36.6253 | 36.3135 | 35.9917 | 35.7021 | 35.3925 | 35.1184 | 34.8395 | 34.5452 | 34.26 | 33.9891 | 33.7168 | 33.4567 | 33.1807 | 32.9268 | 32.6545 | 32.4042 | 32.1569 | 31.9059 | 31.6427 | 31.3811 | 31.0808 | 30.7978 | 30.5274 | 30.2742 | 30.0158 | 29.7502 | 29.483 | 29.2006 | 28.9114 | 28.6096 | 28.3161 | 28.0442 | 27.759 | 27.4446 | 27.1066 | 26.7688 | 26.4458 | 26.1338 | 25.8072 | 25.5091 | 25.2119 | 24.9105 | 24.6081 | 24.3257 | 24.0155 | 23.7244 | 23.4184 | 23.0819 | 22.7407 | 22.3686 | 21.9749 | 21.5847 | 21.1482 | 20.6888 | 20.2243 | 19.7407 | 19.2311 | 18.5887 | 17.8724 | 17.0487 | 16.0505 | 14.8354 | 13.3119 | 11.4875 | 7.7366 | 7.7366
4 | Blanche | T339 | FY2017 | 31.6494 | 30.179 | 29.4924 | 28.9623 | 28.5963 | 28.2782 | 28.0162 | 27.7654 | 27.542 | 27.3486 | 27.1631 | 27.0012 | 26.8399 | 26.6923 | 26.549 | 26.4118 | 26.2757 | 26.1425 | 26.0159 | 25.9088 | 25.807 | 25.697 | 25.5823 | 25.4774 | 25.375 | 25.2701 | 25.1805 | 25.0841 | 24.9945 | 24.9147 | 24.8228 | 24.7357 | 24.6454 | 24.5573 | 24.4727 | 24.3931 | 24.3126 | 24.227 | 24.1494 | 24.0731 | 23.9956 | 23.9177 | 23.8438 | 23.7683 | 23.6828 | 23.5994 | 23.5158 | 23.433 | 23.3424 | 23.2506 | 23.1595 | 23.0689 | 22.9751 | 22.8827 | 22.7924 | 22.7024 | 22.6168 | 22.5336 | 22.4405 | 22.349 | 22.2688 | 22.1771 | 22.083 | 21.9919 | 21.9045 | 21.8106 | 21.7095 | 21.6065 | 21.4999 | 21.4063 | 21.3094 | 21.2098 | 21.1012 | 20.9773 | 20.8628 | 20.7446 | 20.6284 | 20.4968 | 20.3759 | 20.2604 | 20.1381 | 20.011 | 19.8707 | 19.7403 | 19.5999 | 19.4561 | 19.3061 | 19.1512 | 18.9892 | 18.8201 | 18.6494 | 18.4841 | 18.2925 | 18.0927 | 17.863 | 17.5812 | 17.1195 | 16.0449 | 14.3608 | 11.4829 | 11.4829
4 | Blanche | T339 | FY2018 | 31.4795 | 30.0668 | 29.4531 | 29.0378 | 28.6956 | 28.3821 | 28.0978 | 27.8398 | 27.5883 | 27.369 | 27.1717 | 27.0045 | 26.8483 | 26.6882 | 26.5461 | 26.3982 | 26.2509 | 26.121 | 25.9923 | 25.8586 | 25.7378 | 25.6217 | 25.5134 | 25.4058 | 25.3047 | 25.213 | 25.1175 | 25.0209 | 24.9253 | 24.8304 | 24.7466 | 24.6679 | 24.5835 | 24.4968 | 24.4145 | 24.3391 | 24.2563 | 24.1791 | 24.0929 | 23.9982 | 23.9157 | 23.8314 | 23.7457 | 23.6715 | 23.5856 | 23.5017 | 23.4182 | 23.3298 | 23.2425 | 23.157 | 23.0731 | 22.9894 | 22.9076 | 22.8182 | 22.7303 | 22.6485 | 22.564 | 22.4718 | 22.3858 | 22.2934 | 22.2042 | 22.1156 | 22.0283 | 21.9326 | 21.8365 | 21.7394 | 21.651 | 21.5566 | 21.4577 | 21.348 | 21.2347 | 21.1215 | 21.0019 | 20.877 | 20.7683 | 20.6517 | 20.5157 | 20.3906 | 20.2607 | 20.1255 | 19.9743 | 19.8404 | 19.6957 | 19.5415 | 19.401 | 19.2561 | 19.1211 | 18.9648 | 18.8237 | 18.6734 | 18.5057 | 18.3477 | 18.1605 | 17.9494 | 17.7127 | 17.4374 | 17.0354 | 16.4286 | 15.2759 | 13.0581 | 13.0581
4 | Blanche | T339 | FY2019 | 31.0181 | 29.6233 | 28.9192 | 28.4356 | 28.0583 | 27.7144 | 27.4211 | 27.1375 | 26.9027 | 26.6669 | 26.4743 | 26.3117 | 26.1454 | 26.0065 | 25.8496 | 25.6861 | 25.5307 | 25.3837 | 25.2541 | 25.134 | 25.0084 | 24.8975 | 24.7996 | 24.6965 | 24.6034 | 24.5144 | 24.4051 | 24.3052 | 24.2176 | 24.125 | 24.0397 | 23.9535 | 23.8615 | 23.7744 | 23.6906 | 23.5988 | 23.5142 | 23.4318 | 23.3452 | 23.2684 | 23.1935 | 23.1074 | 23.0234 | 22.9331 | 22.8514 | 22.7721 | 22.687 | 22.6057 | 22.5242 | 22.4351 | 22.3513 | 22.2576 | 22.1703 | 22.0748 | 21.9857 | 21.89 | 21.797 | 21.7048 | 21.6027 | 21.5089 | 21.4216 | 21.3406 | 21.2536 | 21.1655 | 21.0672 | 20.9755 | 20.8657 | 20.7531 | 20.6497 | 20.5404 | 20.4351 | 20.3282 | 20.2117 | 20.0941 | 19.982 | 19.8777 | 19.7638 | 19.646 | 19.5343 | 19.4204 | 19.3123 | 19.1866 | 19.0548 | 18.9216 | 18.7922 | 18.6558 | 18.5055 | 18.3572 | 18.1981 | 18.0383 | 17.8631 | 17.6829 | 17.4756 | 17.2143 | 16.8945 | 16.468 | 15.8936 | 15.0875 | 13.8831 | 10.7341 | 10.7341
5 | Brinkworth | H220 | FY2017 | 4.0277 | 3.5716 | 3.4107 | 3.2952 | 3.2007 | 3.1163 | 3.0464 | 2.9786 | 2.9158 | 2.8665 | 2.8169 | 2.7654 | 2.7139 | 2.668 | 2.6263 | 2.5877 | 2.5497 | 2.5076 | 2.4656 | 2.4216 | 2.3797 | 2.3439 | 2.312 | 2.2801 | 2.2461 | 2.2158 | 2.1884 | 2.1589 | 2.1309 | 2.1013 | 2.0752 | 2.0488 | 2.0252 | 2.0031 | 1.9825 | 1.9634 | 1.9447 | 1.9248 | 1.9062 | 1.8888 | 1.8734 | 1.8562 | 1.8397 | 1.825 | 1.8118 | 1.7978 | 1.785 | 1.7707 | 1.7566 | 1.7406 | 1.7246 | 1.7089 | 1.6925 | 1.6737 | 1.6574 | 1.6416 | 1.6231 | 1.6051 | 1.5897 | 1.574 | 1.5591 | 1.5433 | 1.527 | 1.5112 | 1.497 | 1.4821 | 1.4676 | 1.4519 | 1.4355 | 1.4172 | 1.3984 | 1.3815 | 1.364 | 1.3457 | 1.3264 | 1.3063 | 1.2831 | 1.2574 | 1.23 | 1.2034 | 1.1754 | 1.146 | 1.1162 | 1.0861 | 1.0512 | 1.0071 | 0.96503 | 0.92845 | 0.89293 | 0.84954 | 0.80641 | 0.76381 | 0.72016 | 0.68076 | 0.63288 | 0.58055 | 0.51638 | 0.45539 | 0.36849 | 0.16948 | 0.16948
5 | Brinkworth | H220 | FY2018 | 3.8139 | 3.5004 | 3.3608 | 3.2413 | 3.1446 | 3.0625 | 2.9983 | 2.9399 | 2.8867 | 2.8415 | 2.7948 | 2.7478 | 2.7041 | 2.6573 | 2.615 | 2.5663 | 2.5252 | 2.4906 | 2.4538 | 2.4171 | 2.3828 | 2.3465 | 2.3075 | 2.2728 | 2.2414 | 2.2073 | 2.1747 | 2.1466 | 2.1211 | 2.0964 | 2.0718 | 2.0492 | 2.0276 | 2.0071 | 1.9882 | 1.9685 | 1.9511 | 1.9348 | 1.9158 | 1.898 | 1.8825 | 1.8669 | 1.8526 | 1.8382 | 1.8242 | 1.8105 | 1.7975 | 1.7835 | 1.7688 | 1.7556 | 1.7431 | 1.7315 | 1.7184 | 1.7055 | 1.6918 | 1.6782 | 1.6662 | 1.6535 | 1.6373 | 1.6225 | 1.6074 | 1.592 | 1.5771 | 1.5601 | 1.544 | 1.5273 | 1.5112 | 1.4941 | 1.4778 | 1.4604 | 1.4424 | 1.4263 | 1.411 | 1.3933 | 1.3742 | 1.3524 | 1.328 | 1.3025 | 1.2715 | 1.2339 | 1.1982 | 1.1601 | 1.1215 | 1.0806 | 1.0372 | 0.99494 | 0.95158 | 0.904 | 0.85642 | 0.80395 | 0.7521 | 0.7027 | 0.6486 | 0.59436 | 0.53851 | 0.47937 | 0.41881 | 0.34693 | 0.26555 | 0.14648 | 0.14648
5 | Brinkworth | H220 | FY2019 | 4.0703 | 3.5498 | 3.3977 | 3.2784 | 3.1859 | 3.1019 | 3.0288 | 2.961 | 2.9018 | 2.8453 | 2.7976 | 2.7533 | 2.7087 | 2.6641 | 2.6198 | 2.5775 | 2.5421 | 2.5068 | 2.4701 | 2.4325 | 2.3938 | 2.3553 | 2.3196 | 2.2844 | 2.2542 | 2.2264 | 2.1928 | 2.1613 | 2.1342 | 2.1064 | 2.0785 | 2.054 | 2.0343 | 2.015 | 1.9963 | 1.9782 | 1.96 | 1.9424 | 1.9245 | 1.9094 | 1.8926 | 1.8749 | 1.8579 | 1.843 | 1.8283 | 1.8136 | 1.7981 | 1.7849 | 1.7716 | 1.7561 | 1.741 | 1.7257 | 1.7104 | 1.6962 | 1.6826 | 1.6685 | 1.6534 | 1.6391 | 1.6225 | 1.6054 | 1.5891 | 1.5717 | 1.552 | 1.5331 | 1.5138 | 1.4953 | 1.4786 | 1.4621 | 1.4459 | 1.4288 | 1.4097 | 1.3899 | 1.3665 | 1.3392 | 1.3092 | 1.2711 | 1.2296 | 1.1913 | 1.1482 | 1.1059 | 1.0622 | 1.0177 | 0.97249 | 0.92697 | 0.88126 | 0.83569 | 0.78909 | 0.74268 | 0.69641 | 0.64662 | 0.60264 | 0.55435 | 0.50051 | 0.44982 | 0.3974 | 0.33967 | 0.28003 | 0.22009 | 0.13603 | -0.10975 | -0.10975
6 | Clare North | T381 | FY2017 | 9.9644 | 9.1339 | 8.8274 | 8.6083 | 8.4309 | 8.2692 | 8.1404 | 8.0281 | 7.9062 | 7.8066 | 7.7146 | 7.6221 | 7.5376 | 7.4566 | 7.3715 | 7.2886 | 7.2113 | 7.1368 | 7.0635 | 6.9938 | 6.9325 | 6.8686 | 6.8047 | 6.7405 | 6.6731 | 6.6088 | 6.5422 | 6.4844 | 6.421 | 6.3711 | 6.3212 | 6.2667 | 6.2088 | 6.153 | 6.1013 | 6.0498 | 5.9988 | 5.9535 | 5.9013 | 5.8563 | 5.8085 | 5.763 | 5.7204 | 5.6816 | 5.6447 | 5.6047 | 5.5639 | 5.5244 | 5.4845 | 5.4484 | 5.4099 | 5.3749 | 5.3425 | 5.3104 | 5.2747 | 5.24 | 5.208 | 5.1767 | 5.1436 | 5.1145 | 5.0788 | 5.0421 | 5.0084 | 4.9759 | 4.9429 | 4.9103 | 4.878 | 4.8451 | 4.8148 | 4.784 | 4.75 | 4.7171 | 4.6823 | 4.6481 | 4.6157 | 4.5814 | 4.5439 | 4.5024 | 4.4629 | 4.4223 | 4.3758 | 4.3327 | 4.2893 | 4.2446 | 4.1921 | 4.1371 | 4.0839 | 4.0304 | 3.9709 | 3.9009 | 3.8129 | 3.6926 | 3.5712 | 3.4393 | 3.2997 | 3.1211 | 2.9364 | 2.675 | 2.2874 | 0.46145 | 0.46145
6 | Clare North | T381 | FY2018 | 9.7137 | 8.8989 | 8.6208 | 8.4181 | 8.2523 | 8.1099 | 7.9926 | 7.8651 | 7.7527 | 7.6465 | 7.5445 | 7.4421 | 7.3452 | 7.2615 | 7.1901 | 7.1128 | 7.0333 | 6.9609 | 6.8885 | 6.8232 | 6.7588 | 6.6872 | 6.6225 | 6.555 | 6.4951 | 6.438 | 6.3812 | 6.3328 | 6.2784 | 6.2208 | 6.1658 | 6.1146 | 6.0682 | 6.0238 | 5.9751 | 5.9242 | 5.8745 | 5.8296 | 5.789 | 5.7454 | 5.7022 | 5.6582 | 5.619 | 5.5855 | 5.5495 | 5.5185 | 5.4856 | 5.4492 | 5.4119 | 5.378 | 5.3436 | 5.312 | 5.282 | 5.2529 | 5.2281 | 5.2013 | 5.1699 | 5.1382 | 5.1075 | 5.0765 | 5.0469 | 5.0156 | 4.9863 | 4.9557 | 4.9239 | 4.8925 | 4.8588 | 4.8243 | 4.7869 | 4.7541 | 4.723 | 4.6852 | 4.647 | 4.6059 | 4.5682 | 4.5321 | 4.4934 | 4.4545 | 4.4084 | 4.3649 | 4.3222 | 4.2798 | 4.2347 | 4.1873 | 4.1376 | 4.0832 | 4.0265 | 3.9502 | 3.8559 | 3.7596 | 3.6615 | 3.5535 | 3.4218 | 3.2951 | 3.1686 | 3.0122 | 2.8211 | 2.5944 | 2.3028 | 1.7773 | 1.7773
6 | Clare North | T381 | FY2019 | 10.2959 | 9.052 | 8.6481 | 8.4169 | 8.2359 | 8.0726 | 7.922 | 7.8015 | 7.684 | 7.5704 | 7.4613 | 7.3684 | 7.2841 | 7.2053 | 7.1166 | 7.0344 | 6.959 | 6.8865 | 6.8186 | 6.7584 | 6.6969 | 6.6286 | 6.569 | 6.509 | 6.4471 | 6.3912 | 6.3292 | 6.2699 | 6.2137 | 6.16 | 6.1063 | 6.0496 | 5.9998 | 5.9474 | 5.8958 | 5.8489 | 5.8 | 5.755 | 5.7123 | 5.6709 | 5.6292 | 5.5871 | 5.5488 | 5.511 | 5.4735 | 5.4354 | 5.3982 | 5.3627 | 5.3264 | 5.29 | 5.2529 | 5.2177 | 5.1864 | 5.1484 | 5.1143 | 5.0818 | 5.0471 | 5.0157 | 4.9799 | 4.9432 | 4.9103 | 4.8812 | 4.8483 | 4.8155 | 4.7814 | 4.7473 | 4.7101 | 4.6756 | 4.6397 | 4.6028 | 4.5642 | 4.5233 | 4.4822 | 4.4385 | 4.3939 | 4.3512 | 4.3115 | 4.2734 | 4.2284 | 4.1747 | 4.1188 | 4.0607 | 3.9949 | 3.9258 | 3.8357 | 3.7314 | 3.6328 | 3.5346 | 3.4316 | 3.3175 | 3.1918 | 3.0702 | 2.9377 | 2.7948 | 2.6471 | 2.4992 | 2.3166 | 2.1047 | 1.8221 | 0.86647 | 0.86647
7 | Dalrymple | T507 | FY2017 | 4.8997 | 4.6859 | 4.39 | 4.1838 | 4.0559 | 3.9466 | 3.8384 | 3.7566 | 3.6828 | 3.6113 | 3.5478 | 3.4818 | 3.4241 | 3.381 | 3.3311 | 3.2862 | 3.2342 | 3.1906 | 3.1512 | 3.1053 | 3.061 | 3.0197 | 2.9787 | 2.9406 | 2.8985 | 2.8606 | 2.823 | 2.7829 | 2.7464 | 2.7049 | 2.6626 | 2.6213 | 2.5796 | 2.5375 | 2.4962 | 2.4572 | 2.4214 | 2.3779 | 2.3362 | 2.3026 | 2.2701 | 2.2357 | 2.2014 | 2.1687 | 2.1371 | 2.1031 | 2.0726 | 2.0428 | 2.01 | 1.9752 | 1.9302 | 1.8754 | 1.799 | 1.7203 | 1.6392 | 1.5675 | 1.4672 | 1.333 | 1.1905 | 1.0361 | 0.82363 | 0.41978 | 0 | 0 | 0 | 0 | 0 | 0 | 0 | 0 | 0 | 0 | 0 | 0 | 0 | 0 | 0 | 0 | 0 | 0 | 0 | 0 | 0 | 0 | 0 | 0 | 0 | 0 | 0 | 0 | 0 | 0 | 0 | 0 | 0 | 0 | 0 | 0 | 0 | -0.00018857 | -0.00018857
7 | Dalrymple | T507 | FY2018 | 4.0886 | 3.955 | 3.7198 | 3.5646 | 3.4374 | 3.3498 | 3.2786 | 3.2111 | 3.1511 | 3.0978 | 3.0499 | 2.9993 | 2.9543 | 2.907 | 2.8671 | 2.8251 | 2.7874 | 2.7518 | 2.7193 | 2.6857 | 2.6531 | 2.6216 | 2.5955 | 2.5652 | 2.5365 | 2.5117 | 2.4878 | 2.4646 | 2.4394 | 2.4134 | 2.3899 | 2.3644 | 2.345 | 2.3229 | 2.2986 | 2.279 | 2.2595 | 2.2384 | 2.2173 | 2.1982 | 2.1805 | 2.1621 | 2.1452 | 2.1234 | 2.107 | 2.0901 | 2.0734 | 2.0547 | 2.0359 | 2.0193 | 1.9996 | 1.9852 | 1.967 | 1.9529 | 1.9355 | 1.9206 | 1.902 | 1.885 | 1.8674 | 1.8515 | 1.8359 | 1.819 | 1.8035 | 1.7862 | 1.7703 | 1.754 | 1.738 | 1.7222 | 1.7072 | 1.6928 | 1.6777 | 1.6618 | 1.6459 | 1.6316 | 1.614 | 1.5986 | 1.5794 | 1.5619 | 1.5389 | 1.5111 | 1.4789 | 1.4403 | 1.4009 | 1.3544 | 1.3039 | 1.2574 | 1.1973 | 1.1422 | 1.082 | 1.0247 | 0.96361 | 0.90754 | 0.83762 | 0.76813 | 0.69359 | 0.61185 | 0.52897 | 0.42344 | 0.26339 | -0.044377 | -0.044377
7 | Dalrymple | T507 | FY2019 | 5.6401 | 4.8899 | 4.6344 | 4.4221 | 4.2674 | 4.1547 | 4.0645 | 3.9821 | 3.9086 | 3.8316 | 3.7664 | 3.7101 | 3.6507 | 3.5922 | 3.5353 | 3.4939 | 3.4487 | 3.4072 | 3.3676 | 3.3303 | 3.2949 | 3.2579 | 3.2233 | 3.19 | 3.1529 | 3.1198 | 3.0913 | 3.0597 | 3.0263 | 2.9956 | 2.9628 | 2.9391 | 2.9067 | 2.8783 | 2.8603 | 2.8381 | 2.8071 | 2.7888 | 2.7696 | 2.7364 | 2.7164 | 2.6979 | 2.6678 | 2.652 | 2.627 | 2.5995 | 2.5767 | 2.5554 | 2.5311 | 2.506 | 2.4842 | 2.4626 | 2.4438 | 2.4218 | 2.3944 | 2.3765 | 2.3518 | 2.3259 | 2.3053 | 2.291 | 2.2609 | 2.2525 | 2.2233 | 2.211 | 2.1894 | 2.1723 | 2.1544 | 2.1246 | 2.1136 | 2.0865 | 2.0658 | 2.0452 | 2.0179 | 1.9907 | 1.9609 | 1.9308 | 1.8926 | 1.8413 | 1.7838 | 1.7223 | 1.6608 | 1.5988 | 1.5332 | 1.4616 | 1.3889 | 1.321 | 1.2553 | 1.1837 | 1.1127 | 1.0361 | 0.95926 | 0.88247 | 0.79636 | 0.71681 | 0.6225 | 0.51932 | 0.40079 | 0.26006 | 0.071716 | -0.30445 | -0.30445
8 | Davenport West | H426 | FY2017 | 25.0464 | 20.7832 | 19.386 | 18.5183 | 17.8083 | 17.3079 | 16.9051 | 16.538 | 16.2105 | 15.8932 | 15.6068 | 15.3273 | 15.0804 | 14.8457 | 14.6291 | 14.4065 | 14.1987 | 14.0018 | 13.8062 | 13.6265 | 13.4686 | 13.3243 | 13.1795 | 13.034 | 12.8872 | 12.7582 | 12.6366 | 12.5008 | 12.3866 | 12.2602 | 12.1347 | 12.0214 | 11.9174 | 11.8036 | 11.6927 | 11.5881 | 11.4951 | 11.4053 | 11.3087 | 11.2125 | 11.1244 | 11.041 | 10.9578 | 10.8753 | 10.7972 | 10.7236 | 10.6459 | 10.5576 | 10.4706 | 10.3921 | 10.319 | 10.24 | 10.1621 | 10.0863 | 10.0127 | 9.9307 | 9.8443 | 9.7574 | 9.672 | 9.5918 | 9.51 | 9.4313 | 9.3442 | 9.2615 | 9.182 | 9.1008 | 9.0161 | 8.9351 | 8.8556 | 8.7658 | 8.6815 | 8.5963 | 8.5173 | 8.4436 | 8.364 | 8.2864 | 8.2067 | 8.1317 | 8.0578 | 7.9795 | 7.9021 | 7.8277 | 7.7488 | 7.6597 | 7.5651 | 7.4532 | 7.2968 | 7.1195 | 6.922 | 6.6917 | 6.4959 | 6.256 | 6.0042 | 5.7636 | 5.5133 | 5.2564 | 4.9195 | 4.5689 | 4.1574 | 2.6463 | 2.6463
8 | Davenport West | H426 | FY2018 | 24.5052 | 20.914 | 19.3105 | 18.4059 | 17.7396 | 17.2496 | 16.79 | 16.4069 | 16.0664 | 15.7389 | 15.4382 | 15.1714 | 14.9345 | 14.7299 | 14.5278 | 14.3499 | 14.182 | 14.0121 | 13.8371 | 13.6714 | 13.5104 | 13.3372 | 13.1706 | 13.0106 | 12.8661 | 12.7194 | 12.585 | 12.4656 | 12.3381 | 12.2171 | 12.1008 | 11.9733 | 11.8594 | 11.7452 | 11.6263 | 11.5021 | 11.4054 | 11.3096 | 11.2044 | 11.1174 | 11.0201 | 10.9379 | 10.854 | 10.7708 | 10.6863 | 10.6066 | 10.5242 | 10.4477 | 10.3682 | 10.292 | 10.2212 | 10.1445 | 10.0731 | 9.9919 | 9.9231 | 9.8443 | 9.7702 | 9.6999 | 9.6216 | 9.5428 | 9.465 | 9.3819 | 9.307 | 9.2386 | 9.1662 | 9.0932 | 9.0215 | 8.9415 | 8.8697 | 8.7938 | 8.7177 | 8.6406 | 8.5544 | 8.4728 | 8.3984 | 8.3157 | 8.2397 | 8.1666 | 8.0776 | 7.9938 | 7.9083 | 7.8226 | 7.7381 | 7.6436 | 7.5301 | 7.4152 | 7.2756 | 7.0757 | 6.8784 | 6.6716 | 6.4571 | 6.2268 | 5.9923 | 5.7595 | 5.5007 | 5.1895 | 4.8615 | 4.4546 | 3.9727 | 3.1566 | 3.1566
8 | Davenport West | H426 | FY2019 | 25.622 | 21.8709 | 19.6919 | 18.3937 | 17.6569 | 17.1108 | 16.649 | 16.2446 | 15.8826 | 15.5362 | 15.257 | 14.9831 | 14.7261 | 14.5135 | 14.3015 | 14.1218 | 13.9314 | 13.7506 | 13.5738 | 13.4237 | 13.251 | 13.0919 | 12.9644 | 12.8106 | 12.6481 | 12.5048 | 12.3761 | 12.2519 | 12.1258 | 12.0043 | 11.8712 | 11.7495 | 11.6409 | 11.5259 | 11.4233 | 11.3184 | 11.207 | 11.1068 | 11.0166 | 10.9168 | 10.8269 | 10.7391 | 10.6489 | 10.5639 | 10.4842 | 10.4041 | 10.3255 | 10.2455 | 10.1681 | 10.0924 | 10.0151 | 9.9342 | 9.8623 | 9.79 | 9.7191 | 9.6446 | 9.5726 | 9.4952 | 9.4169 | 9.3386 | 9.2601 | 9.191 | 9.1211 | 9.0502 | 8.9706 | 8.8889 | 8.8115 | 8.7287 | 8.6541 | 8.5765 | 8.4966 | 8.4202 | 8.3458 | 8.2544 | 8.1842 | 8.1139 | 8.0298 | 7.9432 | 7.8575 | 7.7737 | 7.6767 | 7.5676 | 7.4121 | 7.2346 | 7.0355 | 6.8157 | 6.5904 | 6.3678 | 6.1276 | 5.8667 | 5.6227 | 5.3869 | 5.1218 | 4.8255 | 4.5549 | 4.2554 | 3.9347 | 3.5368 | 3.0864 | 2.2209 | 2.2209
9 | Dorrien | T525 | FY2017 | 53.5744 | 50.4032 | 48.9561 | 47.9104 | 47.1021 | 46.4285 | 45.8007 | 45.1847 | 44.6563 | 44.1487 | 43.7355 | 43.3211 | 42.9209 | 42.5087 | 42.1698 | 41.8379 | 41.511 | 41.1908 | 40.902 | 40.6552 | 40.3667 | 40.1026 | 39.8537 | 39.6145 | 39.3568 | 39.1206 | 38.9014 | 38.6795 | 38.4397 | 38.2219 | 38.0026 | 37.775 | 37.5623 | 37.3642 | 37.1697 | 36.9615 | 36.7403 | 36.5296 | 36.3172 | 36.1093 | 35.9071 | 35.7083 | 35.5124 | 35.3191 | 35.1266 | 34.928 | 34.7457 | 34.5543 | 34.3724 | 34.1972 | 34.0063 | 33.8152 | 33.6341 | 33.46 | 33.2729 | 33.0711 | 32.8722 | 32.6731 | 32.4797 | 32.2891 | 32.0915 | 31.8861 | 31.6963 | 31.4933 | 31.2771 | 31.0631 | 30.8507 | 30.6612 | 30.4483 | 30.2546 | 30.0375 | 29.8464 | 29.6264 | 29.4062 | 29.1905 | 28.9362 | 28.6496 | 28.4041 | 28.1437 | 27.8561 | 27.5809 | 27.3026 | 26.9896 | 26.6693 | 26.3191 | 25.944 | 25.555 | 25.1498 | 24.715 | 24.2074 | 23.6027 | 22.8249 | 21.7576 | 20.5459 | 19.2435 | 17.6444 | 15.208 | 7.669 | -6.0697 | -24.1421 | -24.1421
9 | Dorrien | T525 | FY2018 | 55.6711 | 51.5041 | 49.6775 | 48.4665 | 47.5074 | 46.7076 | 46.0563 | 45.5233 | 45.0027 | 44.515 | 44.0398 | 43.5988 | 43.1921 | 42.8101 | 42.4113 | 42.0244 | 41.6659 | 41.3416 | 41.0424 | 40.7587 | 40.4919 | 40.1938 | 39.9273 | 39.6731 | 39.3963 | 39.0913 | 38.8363 | 38.5935 | 38.3642 | 38.1208 | 37.904 | 37.6791 | 37.465 | 37.2665 | 37.0503 | 36.8153 | 36.6005 | 36.3928 | 36.1819 | 35.9787 | 35.7829 | 35.5703 | 35.36 | 35.1497 | 34.9415 | 34.7562 | 34.5633 | 34.3728 | 34.1723 | 33.9707 | 33.7446 | 33.5265 | 33.3327 | 33.1438 | 32.952 | 32.7501 | 32.5695 | 32.3911 | 32.199 | 31.9924 | 31.7914 | 31.5744 | 31.3631 | 31.1478 | 30.9462 | 30.7118 | 30.4726 | 30.2392 | 30.0342 | 29.8142 | 29.5672 | 29.3455 | 29.1151 | 28.8415 | 28.565 | 28.2787 | 28 | 27.7169 | 27.3943 | 27.0834 | 26.7442 | 26.4407 | 26.133 | 25.7734 | 25.4175 | 25.0395 | 24.6397 | 24.2514 | 23.8103 | 23.2879 | 22.7967 | 22.289 | 21.6406 | 20.7898 | 19.8496 | 18.6269 | 17.0983 | 14.7866 | 11.766 | -10.5979 | -10.5979
9 | Dorrien | T525 | FY2019 | 58.1346 | 51.5475 | 49.504 | 48.0881 | 47.0262 | 46.1491 | 45.4158 | 44.7583 | 44.1112 | 43.5766 | 43.0908 | 42.6507 | 42.2301 | 41.8518 | 41.4663 | 41.1237 | 40.7658 | 40.3983 | 40.0776 | 39.7733 | 39.486 | 39.1888 | 38.8979 | 38.6179 | 38.3487 | 38.0931 | 37.84 | 37.5661 | 37.3076 | 37.061 | 36.8221 | 36.6121 | 36.3877 | 36.178 | 35.9168 | 35.6521 | 35.4047 | 35.192 | 34.9846 | 34.7869 | 34.573 | 34.3448 | 34.1212 | 33.9047 | 33.6837 | 33.4745 | 33.2734 | 33.0588 | 32.8332 | 32.6223 | 32.4157 | 32.2151 | 32.0223 | 31.7967 | 31.5736 | 31.3467 | 31.1359 | 30.9285 | 30.6889 | 30.4844 | 30.2679 | 30.0375 | 29.8174 | 29.5723 | 29.346 | 29.0955 | 28.8826 | 28.6304 | 28.3855 | 28.138 | 27.8992 | 27.6656 | 27.4204 | 27.1612 | 26.8546 | 26.5466 | 26.2377 | 25.9278 | 25.6468 | 25.344 | 24.9916 | 24.6838 | 24.3504 | 23.993 | 23.6366 | 23.287 | 22.9251 | 22.51 | 22.0371 | 21.5101 | 20.9807 | 20.3108 | 19.5472 | 18.6851 | 17.6456 | 16.2714 | 14.6756 | 12.8166 | 10.5659 | 0.25476 | 0.25476
10 | East Terrace | H366 | FY2017 | 577.0688 | 465.983 | 433.1333 | 413.8723 | 399.0743 | 387.6842 | 378.5324 | 370.953 | 363.6306 | 356.3499 | 350.1005 | 345.3646 | 340.5999 | 336.0962 | 331.3432 | 326.9035 | 322.4586 | 318.6288 | 314.5196 | 310.9024 | 307.554 | 304.2423 | 301.1267 | 297.9719 | 295.0722 | 292.1156 | 289.2801 | 286.7034 | 284.3866 | 282.2036 | 280.1053 | 277.9039 | 275.7289 | 273.7222 | 271.4636 | 269.4872 | 267.681 | 265.7485 | 263.6607 | 261.5949 | 259.6823 | 257.6609 | 255.6081 | 253.9063 | 252.3934 | 250.8094 | 249.2182 | 247.4491 | 245.698 | 243.8659 | 242.0943 | 240.3221 | 238.6249 | 236.9579 | 235.1717 | 233.3519 | 231.4664 | 229.4994 | 227.4134 | 225.626 | 223.5522 | 221.4691 | 219.4115 | 217.4969 | 215.5098 | 213.5218 | 211.538 | 209.417 | 207.4552 | 205.5975 | 204.0318 | 202.3146 | 200.6727 | 199.0842 | 197.4651 | 195.8175 | 194.2598 | 192.7401 | 191.2534 | 189.738 | 188.2165 | 186.6771 | 185.0974 | 183.3285 | 181.6664 | 180.0247 | 178.4575 | 176.7889 | 174.9974 | 173.2661 | 171.6394 | 170.0241 | 168.2847 | 166.5616 | 164.5955 | 162.7139 | 160.7994 | 158.6529 | 154.9973 | 138.0172 | 138.0172
10 | East Terrace | H366 | FY2018 | 555.7145 | 471.7957 | 440.5637 | 416.4567 | 398.9866 | 386.787 | 377.2835 | 368.5854 | 360.9706 | 353.9151 | 347.2521 | 341.4701 | 336.3086 | 331.0525 | 326.1749 | 320.8613 | 315.9407 | 311.8369 | 308.335 | 304.569 | 301.0077 | 297.2246 | 293.3167 | 290.1149 | 286.7654 | 283.577 | 280.4373 | 277.4207 | 274.7458 | 272.1115 | 269.5189 | 266.9597 | 264.6981 | 262.2423 | 259.9452 | 257.7652 | 255.5293 | 253.2478 | 251.14 | 249.2354 | 247.2442 | 245.1321 | 243.0107 | 241.2753 | 239.4951 | 237.8054 | 236.1406 | 234.2359 | 232.3317 | 230.4949 | 228.7292 | 226.9554 | 225.1811 | 223.2886 | 221.4696 | 219.763 | 218.0296 | 216.2295 | 214.6628 | 212.8954 | 211.0856 | 209.3963 | 207.5386 | 206.0006 | 204.4718 | 202.7816 | 201.115 | 199.48 | 197.8856 | 196.1559 | 194.5433 | 192.9138 | 191.4005 | 189.8826 | 188.4333 | 186.9116 | 185.301 | 183.8677 | 182.4428 | 181.0042 | 179.5452 | 177.9314 | 176.3414 | 174.8881 | 173.3607 | 171.8079 | 170.2893 | 168.6069 | 166.9207 | 165.1243 | 163.2633 | 161.4075 | 159.7021 | 157.941 | 156.1217 | 154.2516 | 151.8928 | 148.3756 | 137.7953 | 121.0162 | 121.0162
10 | East Terrace | H366 | FY2019 | 577.0627 | 482.2931 | 436.6458 | 413.0108 | 396.0253 | 382.8933 | 372.5045 | 363.45 | 355.3538 | 347.6905 | 340.9362 | 334.389 | 328.6267 | 322.7784 | 317.4277 | 312.7994 | 307.9735 | 303.3589 | 299.1967 | 294.9961 | 290.9451 | 287.1511 | 283.8058 | 280.5093 | 277.2373 | 274.0752 | 271.3319 | 268.5533 | 265.6466 | 262.9553 | 260.4965 | 258.1903 | 255.9785 | 253.7477 | 251.5456 | 249.5576 | 247.5059 | 245.4318 | 243.7495 | 241.9814 | 240.3549 | 238.5431 | 236.9443 | 235.3234 | 233.5851 | 231.5963 | 229.881 | 228.1769 | 226.2752 | 224.32 | 222.489 | 220.651 | 218.7301 | 216.9606 | 215.2103 | 213.388 | 211.6058 | 209.9747 | 208.1289 | 206.2712 | 204.7303 | 203.0615 | 201.4983 | 199.9743 | 198.3897 | 196.8073 | 195.3834 | 193.7742 | 192.3382 | 190.7918 | 189.4642 | 188.2134 | 187.0001 | 185.6789 | 184.4884 | 183.1207 | 181.6431 | 180.1559 | 178.819 | 177.3998 | 175.8504 | 174.4523 | 173.0421 | 171.5018 | 169.9801 | 168.5826 | 167.0097 | 165.4578 | 163.9094 | 162.3664 | 160.8826 | 159.4476 | 157.8607 | 156.2869 | 154.5482 | 152.6567 | 149.6957 | 142.0648 | 126.5623 | 108.0806 | 108.0806
11 | Northfield | H403 | FY2017 | 577.0688 | 465.983 | 433.1333 | 413.8723 | 399.0743 | 387.6842 | 378.5324 | 370.953 | 363.6306 | 356.3499 | 350.1005 | 345.3646 | 340.5999 | 336.0962 | 331.3432 | 326.9035 | 322.4586 | 318.6288 | 314.5196 | 310.9024 | 307.554 | 304.2423 | 301.1267 | 297.9719 | 295.0722 | 292.1156 | 289.2801 | 286.7034 | 284.3866 | 282.2036 | 280.1053 | 277.9039 | 275.7289 | 273.7222 | 271.4636 | 269.4872 | 267.681 | 265.7485 | 263.6607 | 261.5949 | 259.6823 | 257.6609 | 255.6081 | 253.9063 | 252.3934 | 250.8094 | 249.2182 | 247.4491 | 245.698 | 243.8659 | 242.0943 | 240.3221 | 238.6249 | 236.9579 | 235.1717 | 233.3519 | 231.4664 | 229.4994 | 227.4134 | 225.626 | 223.5522 | 221.4691 | 219.4115 | 217.4969 | 215.5098 | 213.5218 | 211.538 | 209.417 | 207.4552 | 205.5975 | 204.0318 | 202.3146 | 200.6727 | 199.0842 | 197.4651 | 195.8175 | 194.2598 | 192.7401 | 191.2534 | 189.738 | 188.2165 | 186.6771 | 185.0974 | 183.3285 | 181.6664 | 180.0247 | 178.4575 | 176.7889 | 174.9974 | 173.2661 | 171.6394 | 170.0241 | 168.2847 | 166.5616 | 164.5955 | 162.7139 | 160.7994 | 158.6529 | 154.9973 | 138.0172 | 138.0172
11 | Northfield | H403 | FY2018 | 555.7145 | 471.7957 | 440.5637 | 416.4567 | 398.9866 | 386.787 | 377.2835 | 368.5854 | 360.9706 | 353.9151 | 347.2521 | 341.4701 | 336.3086 | 331.0525 | 326.1749 | 320.8613 | 315.9407 | 311.8369 | 308.335 | 304.569 | 301.0077 | 297.2246 | 293.3167 | 290.1149 | 286.7654 | 283.577 | 280.4373 | 277.4207 | 274.7458 | 272.1115 | 269.5189 | 266.9597 | 264.6981 | 262.2423 | 259.9452 | 257.7652 | 255.5293 | 253.2478 | 251.14 | 249.2354 | 247.2442 | 245.1321 | 243.0107 | 241.2753 | 239.4951 | 237.8054 | 236.1406 | 234.2359 | 232.3317 | 230.4949 | 228.7292 | 226.9554 | 225.1811 | 223.2886 | 221.4696 | 219.763 | 218.0296 | 216.2295 | 214.6628 | 212.8954 | 211.0856 | 209.3963 | 207.5386 | 206.0006 | 204.4718 | 202.7816 | 201.115 | 199.48 | 197.8856 | 196.1559 | 194.5433 | 192.9138 | 191.4005 | 189.8826 | 188.4333 | 186.9116 | 185.301 | 183.8677 | 182.4428 | 181.0042 | 179.5452 | 177.9314 | 176.3414 | 174.8881 | 173.3607 | 171.8079 | 170.2893 | 168.6069 | 166.9207 | 165.1243 | 163.2633 | 161.4075 | 159.7021 | 157.941 | 156.1217 | 154.2516 | 151.8928 | 148.3756 | 137.7953 | 121.0162 | 121.0162
11 | Northfield | H403 | FY2019 | 577.0627 | 482.2931 | 436.6458 | 413.0108 | 396.0253 | 382.8933 | 372.5045 | 363.45 | 355.3538 | 347.6905 | 340.9362 | 334.389 | 328.6267 | 322.7784 | 317.4277 | 312.7994 | 307.9735 | 303.3589 | 299.1967 | 294.9961 | 290.9451 | 287.1511 | 283.8058 | 280.5093 | 277.2373 | 274.0752 | 271.3319 | 268.5533 | 265.6466 | 262.9553 | 260.4965 | 258.1903 | 255.9785 | 253.7477 | 251.5456 | 249.5576 | 247.5059 | 245.4318 | 243.7495 | 241.9814 | 240.3549 | 238.5431 | 236.9443 | 235.3234 | 233.5851 | 231.5963 | 229.881 | 228.1769 | 226.2752 | 224.32 | 222.489 | 220.651 | 218.7301 | 216.9606 | 215.2103 | 213.388 | 211.6058 | 209.9747 | 208.1289 | 206.2712 | 204.7303 | 203.0615 | 201.4983 | 199.9743 | 198.3897 | 196.8073 | 195.3834 | 193.7742 | 192.3382 | 190.7918 | 189.4642 | 188.2134 | 187.0001 | 185.6789 | 184.4884 | 183.1207 | 181.6431 | 180.1559 | 178.819 | 177.3998 | 175.8504 | 174.4523 | 173.0421 | 171.5018 | 169.9801 | 168.5826 | 167.0097 | 165.4578 | 163.9094 | 162.3664 | 160.8826 | 159.4476 | 157.8607 | 156.2869 | 154.5482 | 152.6567 | 149.6957 | 142.0648 | 126.5623 | 108.0806 | 108.0806
12 | Magill | H408 | FY2017 | 577.0688 | 465.983 | 433.1333 | 413.8723 | 399.0743 | 387.6842 | 378.5324 | 370.953 | 363.6306 | 356.3499 | 350.1005 | 345.3646 | 340.5999 | 336.0962 | 331.3432 | 326.9035 | 322.4586 | 318.6288 | 314.5196 | 310.9024 | 307.554 | 304.2423 | 301.1267 | 297.9719 | 295.0722 | 292.1156 | 289.2801 | 286.7034 | 284.3866 | 282.2036 | 280.1053 | 277.9039 | 275.7289 | 273.7222 | 271.4636 | 269.4872 | 267.681 | 265.7485 | 263.6607 | 261.5949 | 259.6823 | 257.6609 | 255.6081 | 253.9063 | 252.3934 | 250.8094 | 249.2182 | 247.4491 | 245.698 | 243.8659 | 242.0943 | 240.3221 | 238.6249 | 236.9579 | 235.1717 | 233.3519 | 231.4664 | 229.4994 | 227.4134 | 225.626 | 223.5522 | 221.4691 | 219.4115 | 217.4969 | 215.5098 | 213.5218 | 211.538 | 209.417 | 207.4552 | 205.5975 | 204.0318 | 202.3146 | 200.6727 | 199.0842 | 197.4651 | 195.8175 | 194.2598 | 192.7401 | 191.2534 | 189.738 | 188.2165 | 186.6771 | 185.0974 | 183.3285 | 181.6664 | 180.0247 | 178.4575 | 176.7889 | 174.9974 | 173.2661 | 171.6394 | 170.0241 | 168.2847 | 166.5616 | 164.5955 | 162.7139 | 160.7994 | 158.6529 | 154.9973 | 138.0172 | 138.0172
12 | Magill | H408 | FY2018 | 555.7145 | 471.7957 | 440.5637 | 416.4567 | 398.9866 | 386.787 | 377.2835 | 368.5854 | 360.9706 | 353.9151 | 347.2521 | 341.4701 | 336.3086 | 331.0525 | 326.1749 | 320.8613 | 315.9407 | 311.8369 | 308.335 | 304.569 | 301.0077 | 297.2246 | 293.3167 | 290.1149 | 286.7654 | 283.577 | 280.4373 | 277.4207 | 274.7458 | 272.1115 | 269.5189 | 266.9597 | 264.6981 | 262.2423 | 259.9452 | 257.7652 | 255.5293 | 253.2478 | 251.14 | 249.2354 | 247.2442 | 245.1321 | 243.0107 | 241.2753 | 239.4951 | 237.8054 | 236.1406 | 234.2359 | 232.3317 | 230.4949 | 228.7292 | 226.9554 | 225.1811 | 223.2886 | 221.4696 | 219.763 | 218.0296 | 216.2295 | 214.6628 | 212.8954 | 211.0856 | 209.3963 | 207.5386 | 206.0006 | 204.4718 | 202.7816 | 201.115 | 199.48 | 197.8856 | 196.1559 | 194.5433 | 192.9138 | 191.4005 | 189.8826 | 188.4333 | 186.9116 | 185.301 | 183.8677 | 182.4428 | 181.0042 | 179.5452 | 177.9314 | 176.3414 | 174.8881 | 173.3607 | 171.8079 | 170.2893 | 168.6069 | 166.9207 | 165.1243 | 163.2633 | 161.4075 | 159.7021 | 157.941 | 156.1217 | 154.2516 | 151.8928 | 148.3756 | 137.7953 | 121.0162 | 121.0162
12 | Magill | H408 | FY2019 | 577.0627 | 482.2931 | 436.6458 | 413.0108 | 396.0253 | 382.8933 | 372.5045 | 363.45 | 355.3538 | 347.6905 | 340.9362 | 334.389 | 328.6267 | 322.7784 | 317.4277 | 312.7994 | 307.9735 | 303.3589 | 299.1967 | 294.9961 | 290.9451 | 287.1511 | 283.8058 | 280.5093 | 277.2373 | 274.0752 | 271.3319 | 268.5533 | 265.6466 | 262.9553 | 260.4965 | 258.1903 | 255.9785 | 253.7477 | 251.5456 | 249.5576 | 247.5059 | 245.4318 | 243.7495 | 241.9814 | 240.3549 | 238.5431 | 236.9443 | 235.3234 | 233.5851 | 231.5963 | 229.881 | 228.1769 | 226.2752 | 224.32 | 222.489 | 220.651 | 218.7301 | 216.9606 | 215.2103 | 213.388 | 211.6058 | 209.9747 | 208.1289 | 206.2712 | 204.7303 | 203.0615 | 201.4983 | 199.9743 | 198.3897 | 196.8073 | 195.3834 | 193.7742 | 192.3382 | 190.7918 | 189.4642 | 188.2134 | 187.0001 | 185.6789 | 184.4884 | 183.1207 | 181.6431 | 180.1559 | 178.819 | 177.3998 | 175.8504 | 174.4523 | 173.0421 | 171.5018 | 169.9801 | 168.5826 | 167.0097 | 165.4578 | 163.9094 | 162.3664 | 160.8826 | 159.4476 | 157.8607 | 156.2869 | 154.5482 | 152.6567 | 149.6957 | 142.0648 | 126.5623 | 108.0806 | 108.0806
13 | City West (ACR) | H579 | FY2017 | 577.0688 | 465.983 | 433.1333 | 413.8723 | 399.0743 | 387.6842 | 378.5324 | 370.953 | 363.6306 | 356.3499 | 350.1005 | 345.3646 | 340.5999 | 336.0962 | 331.3432 | 326.9035 | 322.4586 | 318.6288 | 314.5196 | 310.9024 | 307.554 | 304.2423 | 301.1267 | 297.9719 | 295.0722 | 292.1156 | 289.2801 | 286.7034 | 284.3866 | 282.2036 | 280.1053 | 277.9039 | 275.7289 | 273.7222 | 271.4636 | 269.4872 | 267.681 | 265.7485 | 263.6607 | 261.5949 | 259.6823 | 257.6609 | 255.6081 | 253.9063 | 252.3934 | 250.8094 | 249.2182 | 247.4491 | 245.698 | 243.8659 | 242.0943 | 240.3221 | 238.6249 | 236.9579 | 235.1717 | 233.3519 | 231.4664 | 229.4994 | 227.4134 | 225.626 | 223.5522 | 221.4691 | 219.4115 | 217.4969 | 215.5098 | 213.5218 | 211.538 | 209.417 | 207.4552 | 205.5975 | 204.0318 | 202.3146 | 200.6727 | 199.0842 | 197.4651 | 195.8175 | 194.2598 | 192.7401 | 191.2534 | 189.738 | 188.2165 | 186.6771 | 185.0974 | 183.3285 | 181.6664 | 180.0247 | 178.4575 | 176.7889 | 174.9974 | 173.2661 | 171.6394 | 170.0241 | 168.2847 | 166.5616 | 164.5955 | 162.7139 | 160.7994 | 158.6529 | 154.9973 | 138.0172 | 138.0172
13 | City West (ACR) | H579 | FY2018 | 555.7145 | 471.7957 | 440.5637 | 416.4567 | 398.9866 | 386.787 | 377.2835 | 368.5854 | 360.9706 | 353.9151 | 347.2521 | 341.4701 | 336.3086 | 331.0525 | 326.1749 | 320.8613 | 315.9407 | 311.8369 | 308.335 | 304.569 | 301.0077 | 297.2246 | 293.3167 | 290.1149 | 286.7654 | 283.577 | 280.4373 | 277.4207 | 274.7458 | 272.1115 | 269.5189 | 266.9597 | 264.6981 | 262.2423 | 259.9452 | 257.7652 | 255.5293 | 253.2478 | 251.14 | 249.2354 | 247.2442 | 245.1321 | 243.0107 | 241.2753 | 239.4951 | 237.8054 | 236.1406 | 234.2359 | 232.3317 | 230.4949 | 228.7292 | 226.9554 | 225.1811 | 223.2886 | 221.4696 | 219.763 | 218.0296 | 216.2295 | 214.6628 | 212.8954 | 211.0856 | 209.3963 | 207.5386 | 206.0006 | 204.4718 | 202.7816 | 201.115 | 199.48 | 197.8856 | 196.1559 | 194.5433 | 192.9138 | 191.4005 | 189.8826 | 188.4333 | 186.9116 | 185.301 | 183.8677 | 182.4428 | 181.0042 | 179.5452 | 177.9314 | 176.3414 | 174.8881 | 173.3607 | 171.8079 | 170.2893 | 168.6069 | 166.9207 | 165.1243 | 163.2633 | 161.4075 | 159.7021 | 157.941 | 156.1217 | 154.2516 | 151.8928 | 148.3756 | 137.7953 | 121.0162 | 121.0162
13 | City West (ACR) | H579 | FY2019 | 577.0627 | 482.2931 | 436.6458 | 413.0108 | 396.0253 | 382.8933 | 372.5045 | 363.45 | 355.3538 | 347.6905 | 340.9362 | 334.389 | 328.6267 | 322.7784 | 317.4277 | 312.7994 | 307.9735 | 303.3589 | 299.1967 | 294.9961 | 290.9451 | 287.1511 | 283.8058 | 280.5093 | 277.2373 | 274.0752 | 271.3319 | 268.5533 | 265.6466 | 262.9553 | 260.4965 | 258.1903 | 255.9785 | 253.7477 | 251.5456 | 249.5576 | 247.5059 | 245.4318 | 243.7495 | 241.9814 | 240.3549 | 238.5431 | 236.9443 | 235.3234 | 233.5851 | 231.5963 | 229.881 | 228.1769 | 226.2752 | 224.32 | 222.489 | 220.651 | 218.7301 | 216.9606 | 215.2103 | 213.388 | 211.6058 | 209.9747 | 208.1289 | 206.2712 | 204.7303 | 203.0615 | 201.4983 | 199.9743 | 198.3897 | 196.8073 | 195.3834 | 193.7742 | 192.3382 | 190.7918 | 189.4642 | 188.2134 | 187.0001 | 185.6789 | 184.4884 | 183.1207 | 181.6431 | 180.1559 | 178.819 | 177.3998 | 175.8504 | 174.4523 | 173.0421 | 171.5018 | 169.9801 | 168.5826 | 167.0097 | 165.4578 | 163.9094 | 162.3664 | 160.8826 | 159.4476 | 157.8607 | 156.2869 | 154.5482 | 152.6567 | 149.6957 | 142.0648 | 126.5623 | 108.0806 | 108.0806
14 | Hummocks | T395 | FY2017 | 11.5766 | 10.3545 | 9.8206 | 9.4736 | 9.2503 | 9.0876 | 8.9625 | 8.8511 | 8.749 | 8.6556 | 8.569 | 8.4876 | 8.4114 | 8.3497 | 8.2897 | 8.2307 | 8.1705 | 8.123 | 8.0747 | 8.0262 | 7.9769 | 7.928 | 7.8834 | 7.8366 | 7.7955 | 7.7523 | 7.7111 | 7.6705 | 7.6377 | 7.6031 | 7.564 | 7.5243 | 7.487 | 7.451 | 7.4171 | 7.3826 | 7.3487 | 7.313 | 7.2772 | 7.2422 | 7.2074 | 7.1731 | 7.1387 | 7.1045 | 7.0695 | 7.0298 | 6.993 | 6.9606 | 6.9296 | 6.8958 | 6.8599 | 6.8255 | 6.7889 | 6.7551 | 6.7234 | 6.6866 | 6.6499 | 6.6168 | 6.5822 | 6.5453 | 6.5067 | 6.4657 | 6.4282 | 6.39 | 6.3492 | 6.3107 | 6.2698 | 6.2247 | 6.1786 | 6.1351 | 6.0903 | 6.0492 | 6.0056 | 5.9576 | 5.9127 | 5.867 | 5.8218 | 5.7666 | 5.7142 | 5.6633 | 5.6037 | 5.5441 | 5.4852 | 5.4256 | 5.3702 | 5.3132 | 5.2425 | 5.1725 | 5.0991 | 5.0221 | 4.9489 | 4.8746 | 4.7944 | 4.6975 | 4.5801 | 4.4423 | 4.2905 | 4.1323 | 3.9505 | 3.2491 | 3.2491
14 | Hummocks | T395 | FY2018 | 11.9774 | 10.9955 | 10.3796 | 9.9479 | 9.6773 | 9.461 | 9.2791 | 9.132 | 9.0023 | 8.8977 | 8.8009 | 8.7059 | 8.6171 | 8.5441 | 8.4726 | 8.4069 | 8.3424 | 8.2814 | 8.2202 | 8.1615 | 8.1078 | 8.0575 | 8.0068 | 7.9579 | 7.907 | 7.8603 | 7.8142 | 7.7731 | 7.7305 | 7.6854 | 7.6441 | 7.6074 | 7.5695 | 7.5296 | 7.4957 | 7.4566 | 7.4166 | 7.3786 | 7.338 | 7.2973 | 7.2565 | 7.218 | 7.1776 | 7.1393 | 7.0996 | 7.0631 | 7.0287 | 6.9934 | 6.9601 | 6.9275 | 6.8937 | 6.8585 | 6.8267 | 6.797 | 6.7624 | 6.7262 | 6.6885 | 6.654 | 6.6203 | 6.5823 | 6.548 | 6.5154 | 6.4757 | 6.4386 | 6.394 | 6.3557 | 6.3143 | 6.2743 | 6.2278 | 6.1835 | 6.1419 | 6.0964 | 6.0507 | 5.9986 | 5.9541 | 5.9086 | 5.8597 | 5.8075 | 5.7593 | 5.7095 | 5.657 | 5.6055 | 5.5494 | 5.4938 | 5.4373 | 5.3686 | 5.3044 | 5.2313 | 5.15 | 5.0626 | 4.9863 | 4.9012 | 4.8035 | 4.6971 | 4.5669 | 4.4023 | 4.2279 | 4.0236 | 3.7744 | 3.2472 | 3.2472
14 | Hummocks | T395 | FY2019 | 11.917 | 10.6099 | 10.0171 | 9.6819 | 9.4466 | 9.2659 | 9.111 | 8.9601 | 8.8421 | 8.7382 | 8.6471 | 8.5645 | 8.4806 | 8.401 | 8.3236 | 8.2527 | 8.1854 | 8.1202 | 8.0571 | 7.9994 | 7.9429 | 7.8867 | 7.8312 | 7.774 | 7.7187 | 7.6654 | 7.6169 | 7.5708 | 7.5252 | 7.4776 | 7.424 | 7.3703 | 7.3171 | 7.2698 | 7.2248 | 7.1768 | 7.1331 | 7.0901 | 7.0482 | 7.0051 | 6.9634 | 6.9215 | 6.8762 | 6.8352 | 6.7947 | 6.7536 | 6.717 | 6.6726 | 6.6279 | 6.5844 | 6.5466 | 6.5091 | 6.47 | 6.4318 | 6.3924 | 6.3579 | 6.3219 | 6.2839 | 6.247 | 6.2089 | 6.1724 | 6.1321 | 6.0947 | 6.055 | 6.016 | 5.9792 | 5.9404 | 5.9003 | 5.8608 | 5.8212 | 5.7801 | 5.738 | 5.6971 | 5.6522 | 5.6076 | 5.5671 | 5.5135 | 5.4646 | 5.4149 | 5.3607 | 5.2998 | 5.2432 | 5.1821 | 5.1247 | 5.068 | 5.0034 | 4.9397 | 4.8826 | 4.8094 | 4.7232 | 4.6261 | 4.5056 | 4.3757 | 4.2135 | 4.0106 | 3.7861 | 3.5555 | 3.2457 | 2.8986 | 2.3893 | 2.3893
15 | Kadina East | T457 | FY2017 | 19.2834 | 16.1951 | 15.2124 | 14.5796 | 14.1258 | 13.7152 | 13.3696 | 13.0008 | 12.6483 | 12.3524 | 12.1169 | 11.8726 | 11.6306 | 11.4203 | 11.1874 | 10.9959 | 10.7869 | 10.6031 | 10.4178 | 10.2514 | 10.0857 | 9.9356 | 9.7922 | 9.6378 | 9.4947 | 9.3565 | 9.2149 | 9.0938 | 8.9639 | 8.8539 | 8.7478 | 8.6494 | 8.5544 | 8.4535 | 8.3532 | 8.2502 | 8.1561 | 8.0702 | 7.9841 | 7.8974 | 7.8267 | 7.7479 | 7.6735 | 7.6048 | 7.5354 | 7.4719 | 7.4079 | 7.3489 | 7.2914 | 7.2341 | 7.1721 | 7.1113 | 7.0509 | 6.9937 | 6.9337 | 6.8784 | 6.82 | 6.762 | 6.707 | 6.6468 | 6.5878 | 6.5352 | 6.4795 | 6.4249 | 6.3716 | 6.3125 | 6.2554 | 6.1943 | 6.1232 | 6.0582 | 5.9855 | 5.9103 | 5.8329 | 5.7568 | 5.6779 | 5.5921 | 5.5038 | 5.4194 | 5.3292 | 5.2182 | 5.0592 | 4.876 | 4.6539 | 4.4358 | 4.2374 | 4.045 | 3.8441 | 3.645 | 3.439 | 3.2462 | 3.0496 | 2.8326 | 2.6169 | 2.3728 | 2.1156 | 1.8548 | 1.5641 | 1.248 | 0.83891 | 0.20408 | 0.20408
15 | Kadina East | T457 | FY2018 | 19.2431 | 15.5824 | 14.6183 | 14.0552 | 13.6248 | 13.2487 | 12.8958 | 12.5893 | 12.2759 | 11.9841 | 11.7425 | 11.5294 | 11.3084 | 11.0835 | 10.8479 | 10.632 | 10.4226 | 10.2096 | 10.035 | 9.8765 | 9.7205 | 9.571 | 9.4191 | 9.2893 | 9.1611 | 9.0403 | 8.9152 | 8.7971 | 8.6866 | 8.5709 | 8.4619 | 8.3695 | 8.2721 | 8.1614 | 8.0604 | 7.9654 | 7.8843 | 7.7991 | 7.7166 | 7.6268 | 7.5507 | 7.4842 | 7.4202 | 7.3568 | 7.2842 | 7.2137 | 7.1478 | 7.0845 | 7.0225 | 6.9694 | 6.9077 | 6.841 | 6.7799 | 6.7202 | 6.6681 | 6.6187 | 6.5687 | 6.5086 | 6.4516 | 6.392 | 6.3327 | 6.2778 | 6.2222 | 6.1639 | 6.1055 | 6.045 | 5.9806 | 5.919 | 5.8472 | 5.7699 | 5.694 | 5.6168 | 5.5391 | 5.4648 | 5.3925 | 5.3014 | 5.2196 | 5.1241 | 4.9907 | 4.8141 | 4.6232 | 4.4157 | 4.1947 | 3.9692 | 3.7477 | 3.5372 | 3.3242 | 3.0819 | 2.8563 | 2.6189 | 2.4133 | 2.1859 | 1.9129 | 1.648 | 1.3867 | 1.0958 | 0.77397 | 0.47599 | 0.067993 | -0.5435 | -0.5435
15 | Kadina East | T457 | FY2019 | 20.0644 | 16.0873 | 14.7843 | 14.1085 | 13.6007 | 13.1549 | 12.7977 | 12.5011 | 12.2021 | 11.9297 | 11.6717 | 11.4168 | 11.2038 | 10.9679 | 10.7405 | 10.5051 | 10.3138 | 10.1288 | 9.9526 | 9.8037 | 9.6549 | 9.502 | 9.3558 | 9.2052 | 9.0698 | 8.9546 | 8.8359 | 8.7196 | 8.5945 | 8.4706 | 8.3508 | 8.2336 | 8.1176 | 8.0114 | 7.9123 | 7.8251 | 7.74 | 7.6532 | 7.5725 | 7.5 | 7.4302 | 7.3584 | 7.2847 | 7.2128 | 7.1405 | 7.0684 | 7.001 | 6.9419 | 6.8675 | 6.7963 | 6.7306 | 6.6661 | 6.5999 | 6.5411 | 6.4863 | 6.4359 | 6.3804 | 6.3244 | 6.2668 | 6.2106 | 6.1543 | 6.1002 | 6.0438 | 5.9848 | 5.9208 | 5.854 | 5.7798 | 5.7066 | 5.6303 | 5.5585 | 5.4842 | 5.3974 | 5.3159 | 5.218 | 5.0837 | 4.8709 | 4.6108 | 4.3705 | 4.1387 | 3.8869 | 3.6373 | 3.3823 | 3.1524 | 2.9194 | 2.6832 | 2.44 | 2.196 | 1.967 | 1.6974 | 1.4266 | 1.1747 | 0.93275 | 0.63358 | 0.32489 | 0.056765 | -0.2257 | -0.54223 | -0.8482 | -1.1795 | -1.7307 | -1.7307
16 | Kanmantoo | T272 | FY2017 | 1.2234 | 1.1172 | 1.0641 | 1.0251 | 0.99308 | 0.96188 | 0.93688 | 0.91272 | 0.89163 | 0.87234 | 0.85542 | 0.8409 | 0.82596 | 0.81091 | 0.79481 | 0.78026 | 0.76811 | 0.75462 | 0.74169 | 0.73173 | 0.7217 | 0.71183 | 0.70081 | 0.69086 | 0.68007 | 0.66974 | 0.6589 | 0.64837 | 0.63917 | 0.63027 | 0.61943 | 0.60929 | 0.59956 | 0.59079 | 0.58284 | 0.57484 | 0.56808 | 0.56065 | 0.55386 | 0.54717 | 0.54051 | 0.53356 | 0.52696 | 0.52066 | 0.51418 | 0.50796 | 0.50193 | 0.49584 | 0.49141 | 0.48582 | 0.48055 | 0.47567 | 0.47005 | 0.46537 | 0.46088 | 0.45666 | 0.45173 | 0.44689 | 0.44215 | 0.43744 | 0.43242 | 0.42756 | 0.42286 | 0.41792 | 0.4129 | 0.40781 | 0.40318 | 0.39798 | 0.39246 | 0.38762 | 0.38224 | 0.37651 | 0.37115 | 0.36575 | 0.35976 | 0.35319 | 0.34586 | 0.33841 | 0.32884 | 0.31799 | 0.30471 | 0.28919 | 0.27288 | 0.25683 | 0.24291 | 0.22809 | 0.21327 | 0.19971 | 0.18324 | 0.16627 | 0.15061 | 0.13476 | 0.11839 | 0.099522 | 0.081238 | 0.058619 | 0.033077 | 0.00011107 | -0.0387 | -0.090437 | -0.090437
16 | Kanmantoo | T272 | FY2018 | 1.1681 | 1.0801 | 1.0365 | 0.99949 | 0.96335 | 0.93392 | 0.90677 | 0.87852 | 0.85682 | 0.8373 | 0.82155 | 0.80715 | 0.79469 | 0.78026 | 0.76435 | 0.75088 | 0.7379 | 0.72571 | 0.71406 | 0.70296 | 0.69215 | 0.68181 | 0.67093 | 0.6592 | 0.64781 | 0.63782 | 0.62783 | 0.61884 | 0.61003 | 0.60065 | 0.59157 | 0.58181 | 0.57332 | 0.5652 | 0.55739 | 0.55017 | 0.54294 | 0.5357 | 0.52857 | 0.52169 | 0.51547 | 0.50886 | 0.50298 | 0.49633 | 0.4898 | 0.48344 | 0.4773 | 0.47172 | 0.46683 | 0.46156 | 0.45622 | 0.45158 | 0.44644 | 0.441 | 0.43593 | 0.43133 | 0.42663 | 0.42123 | 0.41646 | 0.41182 | 0.40746 | 0.40328 | 0.39902 | 0.39483 | 0.39061 | 0.38576 | 0.38075 | 0.37616 | 0.37126 | 0.36609 | 0.36091 | 0.35581 | 0.35062 | 0.34477 | 0.33922 | 0.33357 | 0.3272 | 0.32025 | 0.31223 | 0.30227 | 0.29066 | 0.27794 | 0.26354 | 0.24909 | 0.23322 | 0.2194 | 0.20414 | 0.18631 | 0.17027 | 0.15386 | 0.13723 | 0.1203 | 0.10022 | 0.078387 | 0.055329 | 0.026734 | -0.0084197 | -0.047749 | -0.087773 | -0.13991 | -0.13991
16 | Kanmantoo | T272 | FY2019 | 1.2586 | 1.094 | 1.0406 | 1.0018 | 0.97004 | 0.94163 | 0.91339 | 0.88885 | 0.86867 | 0.85147 | 0.83361 | 0.81673 | 0.80185 | 0.78684 | 0.77335 | 0.76057 | 0.74866 | 0.73592 | 0.72534 | 0.71432 | 0.70214 | 0.69061 | 0.67903 | 0.66703 | 0.65683 | 0.64634 | 0.63609 | 0.62679 | 0.61834 | 0.60863 | 0.5995 | 0.59144 | 0.5832 | 0.57441 | 0.56646 | 0.55866 | 0.55097 | 0.54353 | 0.53579 | 0.52849 | 0.52036 | 0.51397 | 0.50769 | 0.50138 | 0.49436 | 0.48814 | 0.48181 | 0.47621 | 0.47041 | 0.4641 | 0.4582 | 0.45277 | 0.44723 | 0.44175 | 0.43669 | 0.43166 | 0.42646 | 0.42177 | 0.41746 | 0.41308 | 0.40802 | 0.40345 | 0.39808 | 0.39273 | 0.3873 | 0.38227 | 0.37694 | 0.37176 | 0.36583 | 0.35919 | 0.35211 | 0.34566 | 0.33849 | 0.33082 | 0.32049 | 0.30751 | 0.29229 | 0.27477 | 0.25819 | 0.24242 | 0.2246 | 0.20576 | 0.18614 | 0.16509 | 0.14741 | 0.13053 | 0.11219 | 0.093061 | 0.075343 | 0.058647 | 0.038672 | 0.018788 | 0.0014695 | 0 | -0.0092306 | -0.036034 | -0.0743 | -0.1155 | -0.16112 | -0.21778 | -0.21778
17 | Keith | T140 | FY2017 | 16.5016 | 14.6694 | 13.8868 | 13.2725 | 12.8729 | 12.586 | 12.3252 | 12.0991 | 11.9314 | 11.7817 | 11.6594 | 11.5411 | 11.415 | 11.2998 | 11.1804 | 11.0824 | 10.9856 | 10.8995 | 10.8105 | 10.7215 | 10.639 | 10.552 | 10.4744 | 10.4008 | 10.3316 | 10.263 | 10.1985 | 10.1317 | 10.0691 | 10.0104 | 9.9515 | 9.8899 | 9.8303 | 9.7709 | 9.7119 | 9.6558 | 9.5982 | 9.539 | 9.4827 | 9.416 | 9.3554 | 9.3002 | 9.2381 | 9.1841 | 9.126 | 9.0719 | 9.017 | 8.9649 | 8.9102 | 8.8564 | 8.803 | 8.7515 | 8.7001 | 8.6477 | 8.5968 | 8.5442 | 8.4969 | 8.4509 | 8.4007 | 8.3505 | 8.2966 | 8.2384 | 8.1797 | 8.1278 | 8.0743 | 8.0263 | 7.9704 | 7.9181 | 7.8599 | 7.8067 | 7.754 | 7.6983 | 7.6426 | 7.5865 | 7.5217 | 7.4618 | 7.3982 | 7.3354 | 7.2721 | 7.2069 | 7.136 | 7.0558 | 6.9848 | 6.9004 | 6.8194 | 6.73 | 6.6337 | 6.5378 | 6.4385 | 6.3323 | 6.2296 | 6.1209 | 5.9966 | 5.8371 | 5.6538 | 5.4738 | 5.2855 | 5.0009 | 4.557 | 3.5906 | 3.5906
17 | Keith | T140 | FY2018 | 17.3003 | 15.3178 | 14.4746 | 13.9881 | 13.6138 | 13.2292 | 12.8802 | 12.599 | 12.3745 | 12.1905 | 12.0185 | 11.877 | 11.7511 | 11.6391 | 11.5309 | 11.4219 | 11.3286 | 11.2308 | 11.1411 | 11.0495 | 10.9593 | 10.8744 | 10.8005 | 10.7178 | 10.6436 | 10.5718 | 10.5061 | 10.4399 | 10.3817 | 10.3185 | 10.2556 | 10.1986 | 10.1341 | 10.0757 | 10.0204 | 9.9593 | 9.9031 | 9.8502 | 9.7975 | 9.7405 | 9.6836 | 9.6311 | 9.5728 | 9.5198 | 9.4685 | 9.4191 | 9.3711 | 9.3201 | 9.2668 | 9.2164 | 9.1657 | 9.1122 | 9.0625 | 9.0119 | 8.9605 | 8.9067 | 8.8608 | 8.8105 | 8.754 | 8.698 | 8.6452 | 8.5964 | 8.5475 | 8.4926 | 8.4417 | 8.3869 | 8.3325 | 8.2783 | 8.2231 | 8.1643 | 8.1118 | 8.0557 | 7.9962 | 7.9433 | 7.8812 | 7.8231 | 7.7617 | 7.6947 | 7.6345 | 7.572 | 7.5 | 7.4253 | 7.3525 | 7.2706 | 7.1871 | 7.0931 | 6.9981 | 6.9047 | 6.8066 | 6.6983 | 6.5779 | 6.4596 | 6.3196 | 6.1499 | 5.9983 | 5.8187 | 5.5717 | 5.2368 | 4.8373 | 4.0017 | 4.0017
17 | Keith | T140 | FY2019 | 17.5082 | 15.663 | 14.637 | 13.9701 | 13.5352 | 13.1688 | 12.8875 | 12.635 | 12.4325 | 12.2646 | 12.1057 | 11.9535 | 11.8203 | 11.6935 | 11.5742 | 11.4571 | 11.3619 | 11.2779 | 11.1935 | 11.1115 | 11.034 | 10.9523 | 10.8706 | 10.7967 | 10.722 | 10.6521 | 10.5898 | 10.5219 | 10.4599 | 10.399 | 10.337 | 10.2739 | 10.2163 | 10.1585 | 10.1047 | 10.046 | 9.9807 | 9.9186 | 9.8609 | 9.8001 | 9.7441 | 9.6915 | 9.6372 | 9.582 | 9.5304 | 9.4768 | 9.4232 | 9.3663 | 9.3114 | 9.2602 | 9.2072 | 9.1568 | 9.1046 | 9.0464 | 8.9888 | 8.9322 | 8.8803 | 8.827 | 8.7732 | 8.7201 | 8.6585 | 8.5948 | 8.531 | 8.4703 | 8.4076 | 8.3521 | 8.2917 | 8.2325 | 8.1769 | 8.117 | 8.0533 | 7.9891 | 7.9231 | 7.8629 | 7.7958 | 7.7305 | 7.6591 | 7.5796 | 7.5086 | 7.4477 | 7.3799 | 7.3049 | 7.2297 | 7.1482 | 7.0665 | 6.9897 | 6.9021 | 6.8011 | 6.708 | 6.6053 | 6.4934 | 6.3617 | 6.2323 | 6.0786 | 5.9144 | 5.7154 | 5.476 | 5.1651 | 4.7408 | 3.9805 | 3.9805
18 | Kincraig | T292 | FY2017 | 15.4338 | 13.4689 | 12.9233 | 12.5748 | 12.2961 | 12.0828 | 11.8795 | 11.7022 | 11.554 | 11.4197 | 11.2896 | 11.1662 | 11.0482 | 10.9478 | 10.8564 | 10.7686 | 10.69 | 10.6021 | 10.5229 | 10.4439 | 10.3621 | 10.2835 | 10.2039 | 10.124 | 10.051 | 9.9903 | 9.9212 | 9.8552 | 9.7873 | 9.7136 | 9.6527 | 9.596 | 9.5388 | 9.4819 | 9.423 | 9.3619 | 9.3038 | 9.2466 | 9.188 | 9.1341 | 9.0768 | 9.0201 | 8.9695 | 8.9192 | 8.866 | 8.8072 | 8.757 | 8.7011 | 8.6463 | 8.5922 | 8.5378 | 8.4874 | 8.4371 | 8.3793 | 8.325 | 8.2726 | 8.2244 | 8.1762 | 8.1212 | 8.0657 | 8.0162 | 7.9623 | 7.9071 | 7.8581 | 7.807 | 7.7576 | 7.71 | 7.6554 | 7.5992 | 7.5418 | 7.4911 | 7.4371 | 7.3848 | 7.331 | 7.2762 | 7.2156 | 7.1653 | 7.1067 | 7.0456 | 6.991 | 6.9387 | 6.8745 | 6.8206 | 6.7586 | 6.6916 | 6.6271 | 6.556 | 6.4866 | 6.4139 | 6.328 | 6.2487 | 6.1622 | 6.0593 | 5.9503 | 5.8156 | 5.652 | 5.4444 | 5.1651 | 4.7253 | 3.5888 | 3.5888
18 | Kincraig | T292 | FY2018 | 15.7177 | 13.9463 | 13.3895 | 13.0436 | 12.7901 | 12.5831 | 12.393 | 12.2105 | 12.043 | 11.8949 | 11.7477 | 11.61 | 11.4918 | 11.3809 | 11.2713 | 11.1704 | 11.0765 | 10.9778 | 10.899 | 10.8188 | 10.7297 | 10.6489 | 10.5595 | 10.4812 | 10.4057 | 10.3321 | 10.2659 | 10.2027 | 10.1428 | 10.0801 | 10.0184 | 9.9583 | 9.8959 | 9.8383 | 9.7839 | 9.7248 | 9.6642 | 9.6035 | 9.5387 | 9.481 | 9.4239 | 9.3698 | 9.3162 | 9.2648 | 9.2149 | 9.1579 | 9.1048 | 9.0509 | 9.0013 | 8.9478 | 8.891 | 8.8305 | 8.7724 | 8.7193 | 8.6685 | 8.6126 | 8.5575 | 8.4985 | 8.4491 | 8.4012 | 8.3498 | 8.2936 | 8.2339 | 8.1758 | 8.1221 | 8.0737 | 8.0129 | 7.9542 | 7.9042 | 7.8541 | 7.8013 | 7.7459 | 7.6895 | 7.6327 | 7.5763 | 7.5159 | 7.454 | 7.3976 | 7.3348 | 7.2701 | 7.2093 | 7.1439 | 7.0783 | 7.0138 | 6.9552 | 6.8901 | 6.8153 | 6.749 | 6.6746 | 6.5932 | 6.5089 | 6.4061 | 6.2917 | 6.1471 | 5.9705 | 5.7667 | 5.5359 | 5.218 | 4.7119 | 3.8261 | 3.8261
18 | Kincraig | T292 | FY2019 | 16.4678 | 14.0892 | 13.5138 | 13.2117 | 12.9758 | 12.7511 | 12.549 | 12.3576 | 12.1977 | 12.0589 | 11.9213 | 11.7925 | 11.6651 | 11.5397 | 11.4261 | 11.3279 | 11.235 | 11.1355 | 11.05 | 10.9651 | 10.8868 | 10.8192 | 10.7409 | 10.6636 | 10.59 | 10.5121 | 10.44 | 10.367 | 10.2886 | 10.2188 | 10.1585 | 10.0979 | 10.036 | 9.9777 | 9.921 | 9.861 | 9.8035 | 9.7439 | 9.6883 | 9.6327 | 9.5771 | 9.521 | 9.4665 | 9.4088 | 9.3512 | 9.2983 | 9.2422 | 9.1891 | 9.1352 | 9.0859 | 9.0321 | 8.9751 | 8.9187 | 8.864 | 8.8091 | 8.7465 | 8.6868 | 8.6344 | 8.5797 | 8.5207 | 8.4635 | 8.408 | 8.352 | 8.2994 | 8.2416 | 8.1887 | 8.1307 | 8.0667 | 8.0069 | 7.9552 | 7.8983 | 7.8419 | 7.7847 | 7.7289 | 7.6746 | 7.6128 | 7.55 | 7.4908 | 7.4318 | 7.3716 | 7.3053 | 7.2405 | 7.1724 | 7.1019 | 7.0251 | 6.9448 | 6.8594 | 6.7731 | 6.6871 | 6.5883 | 6.4805 | 6.3784 | 6.2584 | 6.1138 | 5.9529 | 5.7723 | 5.5225 | 5.2056 | 4.7128 | 3.775 | 3.775
19 | Leigh Creek South | T440 | FY2017 | 1.0269 | 0.94183 | 0.90462 | 0.87657 | 0.85386 | 0.83556 | 0.82077 | 0.80695 | 0.79392 | 0.7824 | 0.77153 | 0.7622 | 0.75307 | 0.74443 | 0.73601 | 0.7282 | 0.72073 | 0.71329 | 0.70624 | 0.69919 | 0.69309 | 0.68684 | 0.68009 | 0.67414 | 0.66832 | 0.66244 | 0.65685 | 0.65166 | 0.64636 | 0.6409 | 0.63556 | 0.63036 | 0.62506 | 0.61961 | 0.61413 | 0.60888 | 0.60435 | 0.60044 | 0.59621 | 0.59152 | 0.58664 | 0.58203 | 0.5769 | 0.57169 | 0.56626 | 0.5612 | 0.55637 | 0.55133 | 0.54668 | 0.54218 | 0.53757 | 0.53295 | 0.52837 | 0.52436 | 0.52037 | 0.51629 | 0.51247 | 0.50824 | 0.50402 | 0.49976 | 0.4954 | 0.49162 | 0.48774 | 0.48386 | 0.47981 | 0.47605 | 0.47257 | 0.46884 | 0.46493 | 0.46097 | 0.45679 | 0.45317 | 0.44931 | 0.44552 | 0.44176 | 0.43783 | 0.43403 | 0.43011 | 0.42635 | 0.42261 | 0.41866 | 0.41417 | 0.41008 | 0.40604 | 0.40181 | 0.39716 | 0.39252 | 0.38794 | 0.3835 | 0.37853 | 0.37357 | 0.36777 | 0.36173 | 0.35435 | 0.3461 | 0.33668 | 0.32474 | 0.30835 | 0.2407 | 0.0088567 | 0.0088567
19 | Leigh Creek South | T440 | FY2018 | 0.92923 | 0.85131 | 0.81408 | 0.78687 | 0.76576 | 0.7484 | 0.73356 | 0.7214 | 0.71048 | 0.7001 | 0.69077 | 0.68136 | 0.67168 | 0.66324 | 0.65574 | 0.64741 | 0.64051 | 0.6343 | 0.62786 | 0.62139 | 0.61478 | 0.6088 | 0.60242 | 0.59623 | 0.59049 | 0.58488 | 0.5795 | 0.57434 | 0.56891 | 0.56362 | 0.55899 | 0.55375 | 0.54877 | 0.54388 | 0.53862 | 0.53359 | 0.52876 | 0.52432 | 0.51987 | 0.51536 | 0.51084 | 0.50622 | 0.50165 | 0.49752 | 0.49293 | 0.48855 | 0.4846 | 0.48 | 0.47566 | 0.47165 | 0.4673 | 0.46379 | 0.46028 | 0.45638 | 0.45243 | 0.44862 | 0.44483 | 0.44137 | 0.4382 | 0.43487 | 0.43147 | 0.42838 | 0.42522 | 0.42247 | 0.41962 | 0.41666 | 0.41357 | 0.4105 | 0.40741 | 0.40447 | 0.40121 | 0.39817 | 0.39543 | 0.39234 | 0.3894 | 0.38645 | 0.38369 | 0.38056 | 0.37708 | 0.37386 | 0.37081 | 0.36765 | 0.36467 | 0.3615 | 0.35833 | 0.35505 | 0.35172 | 0.34793 | 0.34399 | 0.33972 | 0.33517 | 0.32978 | 0.32412 | 0.31797 | 0.31182 | 0.30391 | 0.29583 | 0.28405 | 0.26937 | 0.2424 | 0.2424
19 | Leigh Creek South | T440 | FY2019 | 0.875 | 0.80331 | 0.7703 | 0.74267 | 0.72054 | 0.70258 | 0.68654 | 0.67229 | 0.65988 | 0.64919 | 0.63986 | 0.63146 | 0.62308 | 0.61512 | 0.60726 | 0.59978 | 0.59205 | 0.58502 | 0.57918 | 0.57304 | 0.56711 | 0.56109 | 0.55469 | 0.54901 | 0.54337 | 0.53769 | 0.53162 | 0.52558 | 0.52012 | 0.51507 | 0.51003 | 0.50515 | 0.50051 | 0.49562 | 0.49094 | 0.48664 | 0.48249 | 0.47813 | 0.4736 | 0.46928 | 0.46545 | 0.46149 | 0.45768 | 0.45347 | 0.4492 | 0.44481 | 0.44078 | 0.43694 | 0.43301 | 0.42927 | 0.42563 | 0.42245 | 0.41921 | 0.41568 | 0.41212 | 0.40869 | 0.40544 | 0.40227 | 0.39929 | 0.39627 | 0.39305 | 0.39014 | 0.38712 | 0.38434 | 0.38159 | 0.37873 | 0.37605 | 0.37332 | 0.37054 | 0.36764 | 0.36513 | 0.36259 | 0.35977 | 0.3573 | 0.35432 | 0.35143 | 0.34842 | 0.34535 | 0.34254 | 0.33979 | 0.33701 | 0.33393 | 0.33088 | 0.32779 | 0.32427 | 0.32104 | 0.31679 | 0.31191 | 0.30743 | 0.30222 | 0.29637 | 0.28979 | 0.28276 | 0.27581 | 0.26782 | 0.25857 | 0.24735 | 0.23549 | 0.21861 | 0.094807 | 0.094807
20 | Mannum | T446 | FY2017 | 9.5022 | 7.9695 | 7.3517 | 7.0078 | 6.7558 | 6.555 | 6.4139 | 6.2877 | 6.175 | 6.0805 | 6.0019 | 5.9327 | 5.8604 | 5.7882 | 5.7268 | 5.6681 | 5.6012 | 5.5422 | 5.4851 | 5.4328 | 5.3812 | 5.332 | 5.2841 | 5.241 | 5.1934 | 5.1492 | 5.107 | 5.069 | 5.0311 | 4.9928 | 4.9523 | 4.9165 | 4.8759 | 4.8391 | 4.8046 | 4.7668 | 4.7287 | 4.6878 | 4.6527 | 4.6148 | 4.574 | 4.5385 | 4.5063 | 4.4766 | 4.4411 | 4.4086 | 4.3741 | 4.3379 | 4.3021 | 4.2706 | 4.2364 | 4.2009 | 4.1668 | 4.1307 | 4.0937 | 4.0589 | 4.025 | 3.9899 | 3.9545 | 3.9239 | 3.8884 | 3.8502 | 3.8124 | 3.7761 | 3.7387 | 3.7017 | 3.6676 | 3.6271 | 3.5887 | 3.5522 | 3.5206 | 3.4848 | 3.4459 | 3.4091 | 3.3702 | 3.3344 | 3.298 | 3.258 | 3.2147 | 3.1751 | 3.1348 | 3.0934 | 3.0458 | 2.981 | 2.9179 | 2.8512 | 2.7934 | 2.7273 | 2.6547 | 2.571 | 2.4954 | 2.4102 | 2.3172 | 2.2342 | 2.1422 | 2.0293 | 1.8965 | 1.7447 | 1.5595 | 1.1086 | 1.1086
20 | Mannum | T446 | FY2018 | 10.2134 | 8.7141 | 8.0921 | 7.7029 | 7.4142 | 7.183 | 6.9903 | 6.8429 | 6.7031 | 6.5848 | 6.4818 | 6.3863 | 6.3015 | 6.2264 | 6.1556 | 6.0864 | 6.0258 | 5.9636 | 5.9026 | 5.8459 | 5.7922 | 5.7348 | 5.6832 | 5.6347 | 5.5844 | 5.5373 | 5.4938 | 5.4491 | 5.4042 | 5.3644 | 5.3156 | 5.2678 | 5.2235 | 5.1775 | 5.127 | 5.0806 | 5.0341 | 4.9854 | 4.9409 | 4.8963 | 4.8546 | 4.8152 | 4.7776 | 4.7364 | 4.698 | 4.656 | 4.616 | 4.5774 | 4.5425 | 4.504 | 4.4633 | 4.4193 | 4.3777 | 4.3435 | 4.309 | 4.2688 | 4.2276 | 4.1912 | 4.1531 | 4.114 | 4.076 | 4.0343 | 3.9939 | 3.9505 | 3.9121 | 3.8727 | 3.8326 | 3.7925 | 3.754 | 3.7095 | 3.6626 | 3.6167 | 3.5723 | 3.5307 | 3.4949 | 3.4516 | 3.4086 | 3.3649 | 3.3185 | 3.2685 | 3.2194 | 3.1734 | 3.115 | 3.0464 | 2.9746 | 2.9026 | 2.8271 | 2.7378 | 2.6491 | 2.561 | 2.4575 | 2.361 | 2.2578 | 2.1506 | 2.0414 | 1.9162 | 1.7737 | 1.6217 | 1.416 | 1.0168 | 1.0168
20 | Mannum | T446 | FY2019 | 10.0671 | 8.467 | 7.7789 | 7.3876 | 7.138 | 6.9486 | 6.769 | 6.6216 | 6.5084 | 6.3983 | 6.2931 | 6.1975 | 6.1175 | 6.0434 | 5.9812 | 5.9193 | 5.8604 | 5.7985 | 5.7387 | 5.6827 | 5.6333 | 5.5829 | 5.5345 | 5.4886 | 5.4434 | 5.3965 | 5.3482 | 5.3014 | 5.2552 | 5.2121 | 5.1673 | 5.1244 | 5.0852 | 5.0445 | 5.003 | 4.9596 | 4.9174 | 4.8748 | 4.8326 | 4.7916 | 4.7496 | 4.7151 | 4.675 | 4.6365 | 4.6007 | 4.5663 | 4.5227 | 4.4816 | 4.4423 | 4.4042 | 4.3669 | 4.3286 | 4.2888 | 4.2496 | 4.2091 | 4.1701 | 4.1295 | 4.0918 | 4.0563 | 4.018 | 3.9755 | 3.9357 | 3.892 | 3.8524 | 3.8104 | 3.7691 | 3.7272 | 3.6823 | 3.6376 | 3.594 | 3.5445 | 3.5004 | 3.4556 | 3.4085 | 3.3565 | 3.3046 | 3.2454 | 3.1822 | 3.1167 | 3.0414 | 2.9633 | 2.8771 | 2.7717 | 2.6625 | 2.569 | 2.4784 | 2.3789 | 2.2779 | 2.1768 | 2.09 | 1.9834 | 1.8668 | 1.7497 | 1.6489 | 1.5328 | 1.4067 | 1.2429 | 1.0779 | 0.87107 | 0.52253 | 0.52253
21 | Mobilong | T211 | FY2017 | 32.0488 | 28.4938 | 27.5322 | 26.8858 | 26.3219 | 25.8298 | 25.435 | 25.063 | 24.7271 | 24.4477 | 24.2069 | 23.95 | 23.7136 | 23.4736 | 23.2367 | 23.0154 | 22.8089 | 22.6429 | 22.483 | 22.3176 | 22.1507 | 21.9928 | 21.841 | 21.6961 | 21.5527 | 21.416 | 21.2968 | 21.1556 | 21.0152 | 20.8948 | 20.7686 | 20.6559 | 20.5434 | 20.4459 | 20.342 | 20.2363 | 20.1377 | 20.0376 | 19.9398 | 19.8445 | 19.7367 | 19.6261 | 19.5239 | 19.4118 | 19.3078 | 19.1967 | 19.0846 | 18.9828 | 18.8695 | 18.7553 | 18.6534 | 18.5545 | 18.4556 | 18.356 | 18.2458 | 18.1546 | 18.072 | 17.9768 | 17.8613 | 17.7538 | 17.6541 | 17.5553 | 17.4548 | 17.35 | 17.2533 | 17.1521 | 17.0532 | 16.9522 | 16.8675 | 16.7766 | 16.6756 | 16.5749 | 16.4804 | 16.3724 | 16.2713 | 16.1608 | 16.0401 | 15.9068 | 15.7841 | 15.6617 | 15.5227 | 15.3821 | 15.2463 | 15.087 | 14.9225 | 14.7764 | 14.6165 | 14.4372 | 14.251 | 14.0574 | 13.8471 | 13.5923 | 13.2739 | 12.9766 | 12.6619 | 12.3053 | 11.8808 | 11.211 | 10.5383 | 9.0716 | 9.0716
21 | Mobilong | T211 | FY2018 | 32.1635 | 28.4809 | 27.0806 | 26.24 | 25.5263 | 24.9396 | 24.4915 | 24.1173 | 23.778 | 23.4253 | 23.1327 | 22.8583 | 22.5945 | 22.3553 | 22.1263 | 21.8986 | 21.701 | 21.5019 | 21.3062 | 21.1365 | 20.9833 | 20.8148 | 20.6595 | 20.5104 | 20.3646 | 20.2086 | 20.0541 | 19.9106 | 19.7575 | 19.6269 | 19.4972 | 19.3618 | 19.2137 | 19.0654 | 18.9217 | 18.7922 | 18.677 | 18.5611 | 18.4412 | 18.3197 | 18.2019 | 18.0752 | 17.9393 | 17.8299 | 17.718 | 17.6139 | 17.5022 | 17.4008 | 17.2969 | 17.1997 | 17.0933 | 16.9881 | 16.888 | 16.793 | 16.6771 | 16.5617 | 16.4555 | 16.3471 | 16.2338 | 16.1312 | 16.0261 | 15.914 | 15.7939 | 15.6742 | 15.5645 | 15.4593 | 15.3621 | 15.2553 | 15.1477 | 15.0204 | 14.8998 | 14.7869 | 14.6805 | 14.5718 | 14.4627 | 14.3476 | 14.2355 | 14.1202 | 13.9978 | 13.8897 | 13.7753 | 13.6551 | 13.5373 | 13.416 | 13.2854 | 13.1626 | 13.0228 | 12.8826 | 12.7386 | 12.5776 | 12.3953 | 12.2224 | 12.0201 | 11.7524 | 11.4478 | 11.1032 | 10.6818 | 10.1093 | 9.3004 | 7.9395 | 7.9395
21 | Mobilong | T211 | FY2019 | 28.8353 | 24.4609 | 23.1244 | 22.3382 | 21.7812 | 21.3385 | 20.9185 | 20.5548 | 20.235 | 19.9301 | 19.6394 | 19.3644 | 19.0962 | 18.8674 | 18.6737 | 18.4612 | 18.2489 | 18.0646 | 17.8684 | 17.7057 | 17.5337 | 17.352 | 17.1965 | 17.0444 | 16.8777 | 16.714 | 16.567 | 16.4237 | 16.2973 | 16.1708 | 16.0462 | 15.9179 | 15.7911 | 15.6775 | 15.5782 | 15.4738 | 15.3669 | 15.2619 | 15.1514 | 15.0508 | 14.9503 | 14.8548 | 14.7512 | 14.6518 | 14.5616 | 14.4749 | 14.3802 | 14.2872 | 14.1959 | 14.109 | 14.0164 | 13.9239 | 13.8385 | 13.7518 | 13.6633 | 13.5938 | 13.5179 | 13.4415 | 13.3577 | 13.2714 | 13.1956 | 13.1185 | 13.0323 | 12.9511 | 12.8721 | 12.7975 | 12.7225 | 12.6487 | 12.5713 | 12.4879 | 12.4103 | 12.3321 | 12.2491 | 12.1572 | 12.0659 | 11.9723 | 11.867 | 11.7649 | 11.6596 | 11.5507 | 11.438 | 11.3239 | 11.166 | 11.0166 | 10.8253 | 10.6357 | 10.4216 | 10.1779 | 9.883 | 9.6147 | 9.3564 | 9.0816 | 8.796 | 8.4863 | 8.1581 | 7.8001 | 7.3693 | 6.8295 | 6.0735 | 4.9288 | 4.9288
22 | Mt Barker and Mt Barker South | H346 | FY2017 | 72.7549 | 68.1022 | 65.7125 | 63.725 | 62.0054 | 60.6168 | 59.2043 | 57.9991 | 56.7985 | 55.6743 | 54.6371 | 53.8718 | 53.0229 | 52.1893 | 51.4632 | 50.7464 | 50.066 | 49.3714 | 48.7551 | 48.1561 | 47.5775 | 47.0421 | 46.5067 | 45.9482 | 45.4255 | 44.9376 | 44.4716 | 43.9845 | 43.4865 | 43.0085 | 42.5384 | 42.0713 | 41.6389 | 41.1617 | 40.7466 | 40.3751 | 40.0167 | 39.6896 | 39.3228 | 38.9607 | 38.6451 | 38.3036 | 37.967 | 37.6218 | 37.2994 | 36.9919 | 36.6834 | 36.3496 | 36.0753 | 35.8033 | 35.5107 | 35.224 | 34.9457 | 34.6938 | 34.3913 | 34.0891 | 33.8109 | 33.5552 | 33.3024 | 33.021 | 32.7662 | 32.5307 | 32.2701 | 32.0135 | 31.7705 | 31.4952 | 31.2033 | 30.9447 | 30.693 | 30.4577 | 30.1933 | 29.9323 | 29.6339 | 29.3115 | 28.9601 | 28.6332 | 28.2956 | 27.986 | 27.6505 | 27.3329 | 27.0081 | 26.6321 | 26.2482 | 25.8603 | 25.4622 | 24.992 | 24.4348 | 23.756 | 23.0461 | 22.2697 | 21.4263 | 20.5132 | 19.4684 | 18.3627 | 17.2195 | 16.143 | 14.8715 | 13.4241 | 11.6459 | 8.8025 | 8.8025
22 | Mt Barker and Mt Barker South | H346 | FY2018 | 72.7467 | 67.1383 | 64.7814 | 62.9822 | 61.3657 | 59.8725 | 58.3497 | 56.8 | 55.535 | 54.3613 | 53.3174 | 52.3858 | 51.5333 | 50.8166 | 50.1221 | 49.4364 | 48.8433 | 48.2158 | 47.6179 | 47.0194 | 46.4336 | 45.9139 | 45.3387 | 44.8067 | 44.27 | 43.8206 | 43.4073 | 42.9771 | 42.5609 | 42.1561 | 41.7324 | 41.3271 | 40.9251 | 40.5233 | 40.1289 | 39.7468 | 39.379 | 39.0109 | 38.6216 | 38.2826 | 37.965 | 37.6842 | 37.3512 | 37.0378 | 36.7579 | 36.4792 | 36.1863 | 35.8741 | 35.5954 | 35.2828 | 34.9803 | 34.6657 | 34.3673 | 34.1007 | 33.8377 | 33.568 | 33.3123 | 33.044 | 32.7782 | 32.509 | 32.2419 | 31.9594 | 31.6784 | 31.4254 | 31.1648 | 30.8726 | 30.6073 | 30.3253 | 30.0505 | 29.7723 | 29.4831 | 29.1577 | 28.8848 | 28.5772 | 28.2744 | 27.9535 | 27.6161 | 27.3195 | 27.0027 | 26.6684 | 26.2807 | 25.9256 | 25.5421 | 25.0576 | 24.4918 | 23.8145 | 23.0114 | 22.0494 | 20.9096 | 19.9296 | 18.9184 | 17.8985 | 16.8295 | 15.6879 | 14.5447 | 13.3944 | 12.2734 | 10.8841 | 9.1777 | 6.812 | 6.812
22 | Mt Barker and Mt Barker South | H346 | FY2019 | 75.8466 | 68.4871 | 65.8398 | 63.938 | 62.5029 | 61.0352 | 59.5448 | 58.2807 | 57.0826 | 55.9352 | 54.8644 | 53.8924 | 52.9067 | 52.1088 | 51.2744 | 50.5557 | 49.8855 | 49.2446 | 48.7002 | 48.1015 | 47.5072 | 46.9727 | 46.3868 | 45.7425 | 45.1887 | 44.6727 | 44.1797 | 43.7042 | 43.2596 | 42.8254 | 42.4082 | 41.9675 | 41.4987 | 41.0787 | 40.7038 | 40.3353 | 39.9785 | 39.6148 | 39.2591 | 38.9023 | 38.5611 | 38.217 | 37.8761 | 37.5534 | 37.2268 | 36.9234 | 36.5843 | 36.2567 | 35.9199 | 35.6046 | 35.2852 | 34.985 | 34.6782 | 34.3917 | 34.1161 | 33.838 | 33.5453 | 33.2531 | 32.9651 | 32.6797 | 32.3909 | 32.1117 | 31.8388 | 31.5395 | 31.22 | 30.888 | 30.5679 | 30.2884 | 29.9712 | 29.6388 | 29.3111 | 28.9758 | 28.6262 | 28.2867 | 27.9026 | 27.5511 | 27.1924 | 26.7992 | 26.3223 | 25.8215 | 25.1832 | 24.3513 | 23.331 | 22.2989 | 21.3559 | 20.4202 | 19.4066 | 18.4229 | 17.4213 | 16.2687 | 15.1733 | 14.0289 | 12.8593 | 11.6467 | 10.3263 | 8.9581 | 7.5617 | 5.9073 | 4.2386 | 2.1718 | 2.1718
23 | Mt Gambier | T326 | FY2017 | 20.2908 | 19.3101 | 18.8242 | 18.4446 | 18.1406 | 17.8805 | 17.6331 | 17.3937 | 17.1885 | 17.0049 | 16.8427 | 16.6778 | 16.5281 | 16.3834 | 16.2337 | 16.1028 | 15.9845 | 15.8704 | 15.7686 | 15.6645 | 15.5626 | 15.4603 | 15.3556 | 15.2613 | 15.1787 | 15.0836 | 14.9829 | 14.8939 | 14.8102 | 14.7182 | 14.6336 | 14.5493 | 14.4718 | 14.3921 | 14.3051 | 14.2223 | 14.1403 | 14.0615 | 13.9902 | 13.9066 | 13.8118 | 13.7299 | 13.644 | 13.5601 | 13.4716 | 13.3846 | 13.2937 | 13.2149 | 13.1296 | 13.0384 | 12.9479 | 12.8598 | 12.7725 | 12.682 | 12.5797 | 12.4808 | 12.3754 | 12.2721 | 12.15 | 12.0207 | 11.9003 | 11.791 | 11.6798 | 11.5732 | 11.4659 | 11.3571 | 11.2601 | 11.1627 | 11.0634 | 10.9751 | 10.8788 | 10.7909 | 10.7077 | 10.6259 | 10.5446 | 10.4527 | 10.358 | 10.2726 | 10.1888 | 10.0939 | 9.9968 | 9.9026 | 9.7978 | 9.6867 | 9.5793 | 9.4689 | 9.3396 | 9.2154 | 9.0763 | 8.917 | 8.7723 | 8.6051 | 8.3987 | 8.1544 | 7.8893 | 7.5717 | 7.2023 | 6.6942 | 6.0207 | 4.6876 | 4.6876
23 | Mt Gambier | T326 | FY2018 | 20.5194 | 19.5983 | 19.0284 | 18.6142 | 18.2323 | 17.8834 | 17.6045 | 17.3654 | 17.1445 | 16.9621 | 16.8018 | 16.6275 | 16.4692 | 16.329 | 16.1923 | 16.0689 | 15.9385 | 15.8224 | 15.7238 | 15.6205 | 15.5209 | 15.4113 | 15.3074 | 15.2099 | 15.1099 | 15.0141 | 14.9249 | 14.8278 | 14.7215 | 14.6377 | 14.5478 | 14.461 | 14.3736 | 14.2877 | 14.2055 | 14.1169 | 14.0301 | 13.9478 | 13.8678 | 13.7844 | 13.6961 | 13.6147 | 13.5381 | 13.453 | 13.3702 | 13.281 | 13.1902 | 13.1054 | 13.0195 | 12.9299 | 12.8366 | 12.7433 | 12.6392 | 12.5321 | 12.4183 | 12.3007 | 12.1928 | 12.0862 | 11.9807 | 11.8721 | 11.7517 | 11.6336 | 11.5144 | 11.408 | 11.311 | 11.2034 | 11.0885 | 10.9828 | 10.8843 | 10.7985 | 10.7085 | 10.6259 | 10.5413 | 10.4526 | 10.3592 | 10.2579 | 10.1622 | 10.0754 | 9.9886 | 9.882 | 9.7724 | 9.6708 | 9.576 | 9.4723 | 9.3581 | 9.25 | 9.131 | 9.0042 | 8.8824 | 8.7511 | 8.6115 | 8.4648 | 8.2906 | 8.1195 | 7.9014 | 7.6042 | 7.2057 | 6.7197 | 6.0966 | 5.0445 | 5.0445
23 | Mt Gambier | T326 | FY2019 | 20.6192 | 19.6129 | 19.0468 | 18.6054 | 18.2309 | 17.925 | 17.657 | 17.423 | 17.1958 | 16.9978 | 16.8128 | 16.6375 | 16.472 | 16.3222 | 16.1797 | 16.0321 | 15.9105 | 15.7987 | 15.6899 | 15.5753 | 15.4752 | 15.367 | 15.2668 | 15.1724 | 15.0809 | 14.9788 | 14.8812 | 14.7807 | 14.695 | 14.5999 | 14.4902 | 14.3955 | 14.3012 | 14.2079 | 14.1254 | 14.0415 | 13.9544 | 13.8694 | 13.7778 | 13.6923 | 13.608 | 13.5153 | 13.4303 | 13.3384 | 13.2543 | 13.1663 | 13.072 | 12.976 | 12.8751 | 12.7828 | 12.677 | 12.5707 | 12.4583 | 12.3482 | 12.2423 | 12.1289 | 12.0284 | 11.9283 | 11.8232 | 11.7133 | 11.6107 | 11.512 | 11.4147 | 11.3192 | 11.2287 | 11.1354 | 11.0326 | 10.9447 | 10.8582 | 10.7705 | 10.6829 | 10.5928 | 10.5015 | 10.4119 | 10.323 | 10.227 | 10.1306 | 10.0329 | 9.9248 | 9.8138 | 9.6975 | 9.5748 | 9.4431 | 9.3212 | 9.1886 | 9.049 | 8.9147 | 8.7762 | 8.6498 | 8.5259 | 8.371 | 8.1756 | 7.9549 | 7.7086 | 7.4344 | 7.14 | 6.832 | 6.4731 | 5.907 | 4.611 | 4.611
24 | Neuroodla | T331 | FY2017 | 0.74755 | 0.67031 | 0.64086 | 0.62045 | 0.60287 | 0.58701 | 0.57508 | 0.56359 | 0.55317 | 0.54307 | 0.53418 | 0.52565 | 0.51741 | 0.51002 | 0.50271 | 0.4962 | 0.48987 | 0.48378 | 0.47726 | 0.47103 | 0.46506 | 0.45895 | 0.45254 | 0.44658 | 0.44125 | 0.43614 | 0.43117 | 0.42643 | 0.42155 | 0.41651 | 0.41178 | 0.40729 | 0.40287 | 0.39872 | 0.39458 | 0.39053 | 0.38664 | 0.38255 | 0.37912 | 0.37554 | 0.37187 | 0.36821 | 0.36493 | 0.36191 | 0.35861 | 0.35531 | 0.35207 | 0.34886 | 0.34565 | 0.34257 | 0.33935 | 0.336 | 0.33314 | 0.33021 | 0.32742 | 0.32454 | 0.3217 | 0.31911 | 0.31643 | 0.31383 | 0.31122 | 0.30848 | 0.30602 | 0.30286 | 0.29991 | 0.29706 | 0.29438 | 0.29165 | 0.28884 | 0.28597 | 0.28328 | 0.28037 | 0.27752 | 0.27436 | 0.27106 | 0.26812 | 0.26527 | 0.26222 | 0.2589 | 0.25558 | 0.25245 | 0.24915 | 0.24593 | 0.24269 | 0.23825 | 0.23325 | 0.22724 | 0.22159 | 0.21524 | 0.20754 | 0.19819 | 0.18911 | 0.18025 | 0.17002 | 0.15807 | 0.14619 | 0.13444 | 0.1203 | 0.097715 | 0.012066 | 0.012066
24 | Neuroodla | T331 | FY2018 | 0.75449 | 0.67404 | 0.64459 | 0.62083 | 0.6015 | 0.58611 | 0.57274 | 0.56146 | 0.54972 | 0.53899 | 0.52853 | 0.5189 | 0.51059 | 0.50251 | 0.49622 | 0.48956 | 0.48273 | 0.47578 | 0.46945 | 0.46383 | 0.4577 | 0.45179 | 0.44586 | 0.44079 | 0.43554 | 0.43057 | 0.4257 | 0.4214 | 0.41687 | 0.41229 | 0.40817 | 0.40416 | 0.40019 | 0.3962 | 0.39172 | 0.38786 | 0.38429 | 0.38061 | 0.37717 | 0.37377 | 0.37053 | 0.36706 | 0.36364 | 0.36062 | 0.35749 | 0.35451 | 0.3513 | 0.34822 | 0.34518 | 0.34227 | 0.33951 | 0.33667 | 0.33373 | 0.33082 | 0.32833 | 0.32558 | 0.32255 | 0.31987 | 0.31707 | 0.31408 | 0.31134 | 0.30856 | 0.30608 | 0.30327 | 0.30038 | 0.29758 | 0.29472 | 0.29178 | 0.28911 | 0.28639 | 0.28377 | 0.28104 | 0.27827 | 0.27566 | 0.27309 | 0.27028 | 0.26749 | 0.26476 | 0.26157 | 0.25839 | 0.25547 | 0.25171 | 0.24737 | 0.24288 | 0.2381 | 0.23287 | 0.22663 | 0.22009 | 0.21342 | 0.20673 | 0.20047 | 0.19228 | 0.18471 | 0.17738 | 0.16877 | 0.15993 | 0.15004 | 0.13919 | 0.12462 | 0.095289 | 0.095289
24 | Neuroodla | T331 | FY2019 | 0.79899 | 0.70203 | 0.66854 | 0.64316 | 0.62473 | 0.60716 | 0.59159 | 0.5773 | 0.56592 | 0.55425 | 0.54248 | 0.53283 | 0.52488 | 0.51691 | 0.50933 | 0.5017 | 0.49451 | 0.48727 | 0.48057 | 0.47438 | 0.46846 | 0.46268 | 0.45697 | 0.45127 | 0.44599 | 0.44054 | 0.43576 | 0.43027 | 0.42493 | 0.42054 | 0.41636 | 0.41206 | 0.40827 | 0.40412 | 0.40029 | 0.39609 | 0.39238 | 0.38815 | 0.38391 | 0.3801 | 0.37682 | 0.37369 | 0.37049 | 0.36708 | 0.3642 | 0.36112 | 0.3575 | 0.35419 | 0.35143 | 0.34822 | 0.34533 | 0.3424 | 0.33978 | 0.33713 | 0.3342 | 0.33149 | 0.32859 | 0.3258 | 0.32307 | 0.32024 | 0.31709 | 0.31459 | 0.31192 | 0.30915 | 0.30614 | 0.30337 | 0.30054 | 0.29759 | 0.29483 | 0.29203 | 0.28926 | 0.28652 | 0.28357 | 0.28064 | 0.27773 | 0.27426 | 0.27063 | 0.26679 | 0.26315 | 0.25928 | 0.25494 | 0.25029 | 0.24497 | 0.23949 | 0.23272 | 0.22467 | 0.21621 | 0.2081 | 0.1999 | 0.19128 | 0.18355 | 0.17595 | 0.16792 | 0.16058 | 0.15274 | 0.14365 | 0.13421 | 0.12325 | 0.10686 | 0.046397 | 0.046397
25 | North West Bend | T400 | FY2017 | 21.0155 | 19.1227 | 18.2778 | 17.7392 | 17.2995 | 16.881 | 16.5017 | 16.1466 | 15.794 | 15.4219 | 15.1048 | 14.8412 | 14.589 | 14.345 | 14.0952 | 13.8484 | 13.6193 | 13.3885 | 13.1495 | 12.9077 | 12.6604 | 12.4486 | 12.2427 | 12.0447 | 11.8694 | 11.6906 | 11.5303 | 11.3609 | 11.216 | 11.0693 | 10.9246 | 10.7943 | 10.6715 | 10.5304 | 10.3987 | 10.291 | 10.1779 | 10.0728 | 9.9652 | 9.8723 | 9.7769 | 9.6821 | 9.591 | 9.5053 | 9.4223 | 9.3292 | 9.245 | 9.1596 | 9.0797 | 9.0056 | 8.932 | 8.8623 | 8.7962 | 8.7289 | 8.6633 | 8.6033 | 8.5372 | 8.4674 | 8.3955 | 8.331 | 8.2731 | 8.2165 | 8.1582 | 8.1028 | 8.041 | 7.9771 | 7.9139 | 7.8555 | 7.7903 | 7.7239 | 7.6629 | 7.5948 | 7.5302 | 7.4663 | 7.399 | 7.329 | 7.2625 | 7.1929 | 7.1127 | 7.0407 | 6.971 | 6.8894 | 6.801 | 6.7111 | 6.6189 | 6.5185 | 6.4116 | 6.3048 | 6.1876 | 6.0494 | 5.9205 | 5.7936 | 5.6391 | 5.4698 | 5.3011 | 5.1297 | 4.9317 | 4.7171 | 4.4214 | 3.4244 | 3.4244
25 | North West Bend | T400 | FY2018 | 23.0902 | 21.1795 | 20.3288 | 19.5643 | 18.9665 | 18.4446 | 17.9443 | 17.5044 | 17.0603 | 16.6991 | 16.3546 | 16.0292 | 15.7273 | 15.4123 | 15.0896 | 14.8211 | 14.5412 | 14.2728 | 14.0284 | 13.774 | 13.5316 | 13.3066 | 13.057 | 12.8197 | 12.6078 | 12.4035 | 12.2141 | 12.0279 | 11.8606 | 11.6922 | 11.4992 | 11.3308 | 11.1751 | 11.006 | 10.8454 | 10.7091 | 10.5746 | 10.4453 | 10.3176 | 10.2089 | 10.1001 | 9.9885 | 9.8939 | 9.801 | 9.6995 | 9.6167 | 9.5257 | 9.442 | 9.3561 | 9.2721 | 9.1824 | 9.1041 | 9.038 | 8.9735 | 8.9014 | 8.8228 | 8.7549 | 8.683 | 8.6057 | 8.5353 | 8.4668 | 8.3921 | 8.3221 | 8.2549 | 8.189 | 8.117 | 8.0404 | 7.9702 | 7.8971 | 7.8182 | 7.7433 | 7.6499 | 7.5572 | 7.4691 | 7.3887 | 7.2968 | 7.2033 | 7.111 | 7.0089 | 6.9028 | 6.8057 | 6.6967 | 6.5814 | 6.4699 | 6.3461 | 6.2284 | 6.1103 | 5.9699 | 5.8255 | 5.668 | 5.5139 | 5.3545 | 5.1755 | 4.979 | 4.7862 | 4.5597 | 4.2775 | 3.9983 | 3.6383 | 2.8341 | 2.8341
25 | North West Bend | T400 | FY2019 | 22.1266 | 20.6399 | 19.8302 | 19.2649 | 18.8479 | 18.4317 | 17.9521 | 17.5582 | 17.2185 | 16.9251 | 16.6566 | 16.3632 | 16.0669 | 15.788 | 15.5216 | 15.2226 | 14.9232 | 14.6724 | 14.4065 | 14.1904 | 13.9608 | 13.7613 | 13.5844 | 13.4303 | 13.2674 | 13.1132 | 12.9753 | 12.8427 | 12.6916 | 12.5468 | 12.4214 | 12.2948 | 12.1658 | 12.05 | 11.9295 | 11.8229 | 11.7087 | 11.591 | 11.4756 | 11.3622 | 11.2526 | 11.1308 | 11.0164 | 10.8968 | 10.7823 | 10.6668 | 10.5412 | 10.4271 | 10.318 | 10.2074 | 10.1062 | 9.9956 | 9.8903 | 9.7869 | 9.6733 | 9.555 | 9.4505 | 9.3429 | 9.2413 | 9.1275 | 9.007 | 8.8974 | 8.7958 | 8.6836 | 8.5754 | 8.4748 | 8.365 | 8.2614 | 8.1621 | 8.07 | 7.9644 | 7.866 | 7.7676 | 7.6584 | 7.5527 | 7.4244 | 7.2853 | 7.1518 | 7.0166 | 6.8577 | 6.6866 | 6.4965 | 6.3239 | 6.123 | 5.9429 | 5.7525 | 5.5454 | 5.3284 | 5.111 | 4.8936 | 4.6601 | 4.4182 | 4.1477 | 3.8623 | 3.5606 | 3.2613 | 2.9629 | 2.6484 | 2.2029 | 1.3758 | 1.3758
26 | Para | H161 | FY2017 | 258.2527 | 216.8458 | 202.4934 | 194.2058 | 187.6124 | 182.704 | 179.1268 | 175.2979 | 171.7982 | 168.5475 | 165.443 | 162.8286 | 160.5856 | 158.4107 | 156.385 | 154.3329 | 152.6613 | 150.974 | 149.4314 | 147.902 | 146.302 | 144.9287 | 143.5797 | 142.3166 | 141.1558 | 139.9999 | 138.9459 | 137.8384 | 136.7263 | 135.7328 | 134.688 | 133.7392 | 132.7986 | 131.872 | 130.991 | 130.1587 | 129.3043 | 128.5525 | 127.8064 | 126.9088 | 126.0869 | 125.247 | 124.3826 | 123.5295 | 122.7105 | 121.9015 | 121.0928 | 120.309 | 119.5013 | 118.7422 | 118.0023 | 117.2616 | 116.4206 | 115.6877 | 114.9969 | 114.2988 | 113.6326 | 112.9271 | 112.2545 | 111.5794 | 110.9111 | 110.2702 | 109.6592 | 108.9486 | 108.3327 | 107.7101 | 107.1135 | 106.484 | 105.8477 | 105.1905 | 104.539 | 103.907 | 103.1807 | 102.4631 | 101.7846 | 101.0823 | 100.3693 | 99.669 | 98.9787 | 98.2528 | 97.5143 | 96.7971 | 95.987 | 95.1674 | 94.2693 | 93.3875 | 92.4242 | 91.3538 | 90.2777 | 88.9853 | 87.5888 | 86.0576 | 84.4458 | 82.6415 | 80.4222 | 77.9417 | 74.6011 | 68.8997 | 62.7468 | 52.847 | 52.847
26 | Para | H161 | FY2018 | 224.9555 | 222.5934 | 206.4751 | 197.1677 | 190.1745 | 184.4787 | 179.8266 | 176.0215 | 172.7087 | 169.7033 | 166.846 | 164.2001 | 161.7981 | 159.1137 | 156.5741 | 154.2076 | 152.1715 | 150.1752 | 148.2357 | 146.3421 | 144.5675 | 142.9163 | 141.4176 | 139.918 | 138.4727 | 137.177 | 135.8426 | 134.4806 | 133.2433 | 132.0971 | 130.9385 | 129.7891 | 128.7372 | 127.7248 | 126.7461 | 125.7658 | 124.8754 | 123.9578 | 122.9478 | 122.0602 | 121.1388 | 120.2058 | 119.3869 | 118.5819 | 117.7969 | 117.0178 | 116.2632 | 115.4296 | 114.6898 | 113.9932 | 113.2635 | 112.565 | 111.856 | 111.2295 | 110.5926 | 109.877 | 109.1544 | 108.5018 | 107.8122 | 107.1782 | 106.5896 | 105.9064 | 105.223 | 104.5549 | 103.8461 | 103.0933 | 102.397 | 101.6804 | 100.9895 | 100.3515 | 99.6404 | 98.8711 | 98.1237 | 97.3768 | 96.5139 | 95.7061 | 94.9297 | 94.2161 | 93.4728 | 92.7143 | 92.0066 | 91.2471 | 90.3409 | 89.4794 | 88.5852 | 87.6919 | 86.6207 | 85.3885 | 84.1475 | 82.8351 | 81.4513 | 79.9327 | 77.7231 | 75.6241 | 73.188 | 70.0664 | 65.9946 | 60.096 | 52.9583 | 42.6063 | 42.6063
26 | Para | H161 | FY2019 | 260.572 | 223.7435 | 203.7313 | 193.8311 | 186.6854 | 180.4607 | 175.6694 | 171.304 | 167.3073 | 163.7617 | 160.4306 | 157.7221 | 155.1982 | 152.8165 | 150.5164 | 148.4176 | 146.1616 | 144.4032 | 142.6948 | 141.1047 | 139.5302 | 138.1351 | 136.7236 | 135.5145 | 134.3354 | 133.0349 | 131.8366 | 130.5951 | 129.474 | 128.388 | 127.2875 | 126.2057 | 125.1952 | 124.1171 | 123.0904 | 122.0643 | 121.1243 | 120.1624 | 119.3176 | 118.3751 | 117.5651 | 116.7312 | 115.9416 | 115.2312 | 114.4082 | 113.5995 | 112.8071 | 112.0269 | 111.2594 | 110.5264 | 109.8291 | 109.1693 | 108.4048 | 107.7271 | 107.065 | 106.4212 | 105.7553 | 105.0836 | 104.3439 | 103.6426 | 102.9526 | 102.312 | 101.6256 | 100.8623 | 100.1459 | 99.4903 | 98.7104 | 97.9528 | 97.2055 | 96.5102 | 95.7632 | 95.031 | 94.4081 | 93.7278 | 93.0065 | 92.2374 | 91.4646 | 90.7034 | 89.9078 | 88.966 | 87.8487 | 86.6925 | 85.6049 | 84.451 | 83.1501 | 81.7924 | 80.2444 | 78.5835 | 76.8042 | 74.6738 | 72.5885 | 70.2013 | 67.5113 | 64.9303 | 61.8827 | 58.772 | 55.4477 | 51.4687 | 43.924 | 32.0476 | 32.0476
27 | Parafield Gardens West | H453 | FY2017 | 258.2527 | 216.8458 | 202.4934 | 194.2058 | 187.6124 | 182.704 | 179.1268 | 175.2979 | 171.7982 | 168.5475 | 165.443 | 162.8286 | 160.5856 | 158.4107 | 156.385 | 154.3329 | 152.6613 | 150.974 | 149.4314 | 147.902 | 146.302 | 144.9287 | 143.5797 | 142.3166 | 141.1558 | 139.9999 | 138.9459 | 137.8384 | 136.7263 | 135.7328 | 134.688 | 133.7392 | 132.7986 | 131.872 | 130.991 | 130.1587 | 129.3043 | 128.5525 | 127.8064 | 126.9088 | 126.0869 | 125.247 | 124.3826 | 123.5295 | 122.7105 | 121.9015 | 121.0928 | 120.309 | 119.5013 | 118.7422 | 118.0023 | 117.2616 | 116.4206 | 115.6877 | 114.9969 | 114.2988 | 113.6326 | 112.9271 | 112.2545 | 111.5794 | 110.9111 | 110.2702 | 109.6592 | 108.9486 | 108.3327 | 107.7101 | 107.1135 | 106.484 | 105.8477 | 105.1905 | 104.539 | 103.907 | 103.1807 | 102.4631 | 101.7846 | 101.0823 | 100.3693 | 99.669 | 98.9787 | 98.2528 | 97.5143 | 96.7971 | 95.987 | 95.1674 | 94.2693 | 93.3875 | 92.4242 | 91.3538 | 90.2777 | 88.9853 | 87.5888 | 86.0576 | 84.4458 | 82.6415 | 80.4222 | 77.9417 | 74.6011 | 68.8997 | 62.7468 | 52.847 | 52.847
27 | Parafield Gardens West | H453 | FY2018 | 224.9555 | 222.5934 | 206.4751 | 197.1677 | 190.1745 | 184.4787 | 179.8266 | 176.0215 | 172.7087 | 169.7033 | 166.846 | 164.2001 | 161.7981 | 159.1137 | 156.5741 | 154.2076 | 152.1715 | 150.1752 | 148.2357 | 146.3421 | 144.5675 | 142.9163 | 141.4176 | 139.918 | 138.4727 | 137.177 | 135.8426 | 134.4806 | 133.2433 | 132.0971 | 130.9385 | 129.7891 | 128.7372 | 127.7248 | 126.7461 | 125.7658 | 124.8754 | 123.9578 | 122.9478 | 122.0602 | 121.1388 | 120.2058 | 119.3869 | 118.5819 | 117.7969 | 117.0178 | 116.2632 | 115.4296 | 114.6898 | 113.9932 | 113.2635 | 112.565 | 111.856 | 111.2295 | 110.5926 | 109.877 | 109.1544 | 108.5018 | 107.8122 | 107.1782 | 106.5896 | 105.9064 | 105.223 | 104.5549 | 103.8461 | 103.0933 | 102.397 | 101.6804 | 100.9895 | 100.3515 | 99.6404 | 98.8711 | 98.1237 | 97.3768 | 96.5139 | 95.7061 | 94.9297 | 94.2161 | 93.4728 | 92.7143 | 92.0066 | 91.2471 | 90.3409 | 89.4794 | 88.5852 | 87.6919 | 86.6207 | 85.3885 | 84.1475 | 82.8351 | 81.4513 | 79.9327 | 77.7231 | 75.6241 | 73.188 | 70.0664 | 65.9946 | 60.096 | 52.9583 | 42.6063 | 42.6063
27 | Parafield Gardens West | H453 | FY2019 | 260.572 | 223.7435 | 203.7313 | 193.8311 | 186.6854 | 180.4607 | 175.6694 | 171.304 | 167.3073 | 163.7617 | 160.4306 | 157.7221 | 155.1982 | 152.8165 | 150.5164 | 148.4176 | 146.1616 | 144.4032 | 142.6948 | 141.1047 | 139.5302 | 138.1351 | 136.7236 | 135.5145 | 134.3354 | 133.0349 | 131.8366 | 130.5951 | 129.474 | 128.388 | 127.2875 | 126.2057 | 125.1952 | 124.1171 | 123.0904 | 122.0643 | 121.1243 | 120.1624 | 119.3176 | 118.3751 | 117.5651 | 116.7312 | 115.9416 | 115.2312 | 114.4082 | 113.5995 | 112.8071 | 112.0269 | 111.2594 | 110.5264 | 109.8291 | 109.1693 | 108.4048 | 107.7271 | 107.065 | 106.4212 | 105.7553 | 105.0836 | 104.3439 | 103.6426 | 102.9526 | 102.312 | 101.6256 | 100.8623 | 100.1459 | 99.4903 | 98.7104 | 97.9528 | 97.2055 | 96.5102 | 95.7632 | 95.031 | 94.4081 | 93.7278 | 93.0065 | 92.2374 | 91.4646 | 90.7034 | 89.9078 | 88.966 | 87.8487 | 86.6925 | 85.6049 | 84.451 | 83.1501 | 81.7924 | 80.2444 | 78.5835 | 76.8042 | 74.6738 | 72.5885 | 70.2013 | 67.5113 | 64.9303 | 61.8827 | 58.772 | 55.4477 | 51.4687 | 43.924 | 32.0476 | 32.0476
28 | Munno Para | H488 | FY2017 | 258.2527 | 216.8458 | 202.4934 | 194.2058 | 187.6124 | 182.704 | 179.1268 | 175.2979 | 171.7982 | 168.5475 | 165.443 | 162.8286 | 160.5856 | 158.4107 | 156.385 | 154.3329 | 152.6613 | 150.974 | 149.4314 | 147.902 | 146.302 | 144.9287 | 143.5797 | 142.3166 | 141.1558 | 139.9999 | 138.9459 | 137.8384 | 136.7263 | 135.7328 | 134.688 | 133.7392 | 132.7986 | 131.872 | 130.991 | 130.1587 | 129.3043 | 128.5525 | 127.8064 | 126.9088 | 126.0869 | 125.247 | 124.3826 | 123.5295 | 122.7105 | 121.9015 | 121.0928 | 120.309 | 119.5013 | 118.7422 | 118.0023 | 117.2616 | 116.4206 | 115.6877 | 114.9969 | 114.2988 | 113.6326 | 112.9271 | 112.2545 | 111.5794 | 110.9111 | 110.2702 | 109.6592 | 108.9486 | 108.3327 | 107.7101 | 107.1135 | 106.484 | 105.8477 | 105.1905 | 104.539 | 103.907 | 103.1807 | 102.4631 | 101.7846 | 101.0823 | 100.3693 | 99.669 | 98.9787 | 98.2528 | 97.5143 | 96.7971 | 95.987 | 95.1674 | 94.2693 | 93.3875 | 92.4242 | 91.3538 | 90.2777 | 88.9853 | 87.5888 | 86.0576 | 84.4458 | 82.6415 | 80.4222 | 77.9417 | 74.6011 | 68.8997 | 62.7468 | 52.847 | 52.847
28 | Munno Para | H488 | FY2018 | 224.9555 | 222.5934 | 206.4751 | 197.1677 | 190.1745 | 184.4787 | 179.8266 | 176.0215 | 172.7087 | 169.7033 | 166.846 | 164.2001 | 161.7981 | 159.1137 | 156.5741 | 154.2076 | 152.1715 | 150.1752 | 148.2357 | 146.3421 | 144.5675 | 142.9163 | 141.4176 | 139.918 | 138.4727 | 137.177 | 135.8426 | 134.4806 | 133.2433 | 132.0971 | 130.9385 | 129.7891 | 128.7372 | 127.7248 | 126.7461 | 125.7658 | 124.8754 | 123.9578 | 122.9478 | 122.0602 | 121.1388 | 120.2058 | 119.3869 | 118.5819 | 117.7969 | 117.0178 | 116.2632 | 115.4296 | 114.6898 | 113.9932 | 113.2635 | 112.565 | 111.856 | 111.2295 | 110.5926 | 109.877 | 109.1544 | 108.5018 | 107.8122 | 107.1782 | 106.5896 | 105.9064 | 105.223 | 104.5549 | 103.8461 | 103.0933 | 102.397 | 101.6804 | 100.9895 | 100.3515 | 99.6404 | 98.8711 | 98.1237 | 97.3768 | 96.5139 | 95.7061 | 94.9297 | 94.2161 | 93.4728 | 92.7143 | 92.0066 | 91.2471 | 90.3409 | 89.4794 | 88.5852 | 87.6919 | 86.6207 | 85.3885 | 84.1475 | 82.8351 | 81.4513 | 79.9327 | 77.7231 | 75.6241 | 73.188 | 70.0664 | 65.9946 | 60.096 | 52.9583 | 42.6063 | 42.6063
28 | Munno Para | H488 | FY2019 | 260.572 | 223.7435 | 203.7313 | 193.8311 | 186.6854 | 180.4607 | 175.6694 | 171.304 | 167.3073 | 163.7617 | 160.4306 | 157.7221 | 155.1982 | 152.8165 | 150.5164 | 148.4176 | 146.1616 | 144.4032 | 142.6948 | 141.1047 | 139.5302 | 138.1351 | 136.7236 | 135.5145 | 134.3354 | 133.0349 | 131.8366 | 130.5951 | 129.474 | 128.388 | 127.2875 | 126.2057 | 125.1952 | 124.1171 | 123.0904 | 122.0643 | 121.1243 | 120.1624 | 119.3176 | 118.3751 | 117.5651 | 116.7312 | 115.9416 | 115.2312 | 114.4082 | 113.5995 | 112.8071 | 112.0269 | 111.2594 | 110.5264 | 109.8291 | 109.1693 | 108.4048 | 107.7271 | 107.065 | 106.4212 | 105.7553 | 105.0836 | 104.3439 | 103.6426 | 102.9526 | 102.312 | 101.6256 | 100.8623 | 100.1459 | 99.4903 | 98.7104 | 97.9528 | 97.2055 | 96.5102 | 95.7632 | 95.031 | 94.4081 | 93.7278 | 93.0065 | 92.2374 | 91.4646 | 90.7034 | 89.9078 | 88.966 | 87.8487 | 86.6925 | 85.6049 | 84.451 | 83.1501 | 81.7924 | 80.2444 | 78.5835 | 76.8042 | 74.6738 | 72.5885 | 70.2013 | 67.5113 | 64.9303 | 61.8827 | 58.772 | 55.4477 | 51.4687 | 43.924 | 32.0476 | 32.0476
29 | Penola West | T156 | FY2017 | 5.0246 | 4.3651 | 4.2263 | 4.1353 | 4.0569 | 3.9845 | 3.9222 | 3.8749 | 3.8324 | 3.7931 | 3.7551 | 3.7215 | 3.6894 | 3.656 | 3.6242 | 3.5924 | 3.564 | 3.5363 | 3.5065 | 3.4788 | 3.4497 | 3.4216 | 3.3931 | 3.3674 | 3.3456 | 3.3223 | 3.2959 | 3.2716 | 3.2485 | 3.2278 | 3.2042 | 3.181 | 3.1593 | 3.1371 | 3.115 | 3.0942 | 3.0742 | 3.052 | 3.0328 | 3.0135 | 2.9954 | 2.9758 | 2.9558 | 2.9351 | 2.9151 | 2.8949 | 2.8749 | 2.8563 | 2.8358 | 2.8169 | 2.8005 | 2.7838 | 2.7671 | 2.7501 | 2.7317 | 2.7112 | 2.6936 | 2.6765 | 2.6587 | 2.6413 | 2.6251 | 2.6091 | 2.5914 | 2.5735 | 2.5557 | 2.5376 | 2.5207 | 2.5039 | 2.4862 | 2.4681 | 2.4509 | 2.4365 | 2.4191 | 2.4017 | 2.3853 | 2.3666 | 2.3465 | 2.3289 | 2.3103 | 2.2907 | 2.2723 | 2.2552 | 2.2352 | 2.212 | 2.1901 | 2.1708 | 2.1468 | 2.1242 | 2.1007 | 2.0719 | 2.0404 | 2.0088 | 1.9745 | 1.9347 | 1.8983 | 1.8423 | 1.774 | 1.6853 | 1.5599 | 1.0981 | 1.0981
29 | Penola West | T156 | FY2018 | 6.0604 | 5.2306 | 5.0064 | 4.8895 | 4.8096 | 4.7386 | 4.6789 | 4.6314 | 4.584 | 4.5372 | 4.4995 | 4.463 | 4.4304 | 4.3959 | 4.3655 | 4.3365 | 4.3084 | 4.2808 | 4.2544 | 4.228 | 4.2035 | 4.1778 | 4.1538 | 4.1315 | 4.1083 | 4.0885 | 4.0679 | 4.0499 | 4.0302 | 4.009 | 3.9881 | 3.967 | 3.947 | 3.9274 | 3.9084 | 3.8908 | 3.8723 | 3.8551 | 3.8385 | 3.8206 | 3.8022 | 3.7841 | 3.7653 | 3.7493 | 3.7328 | 3.7149 | 3.6966 | 3.6795 | 3.6615 | 3.6466 | 3.6321 | 3.6164 | 3.5987 | 3.5801 | 3.5627 | 3.5471 | 3.5293 | 3.5127 | 3.4966 | 3.4784 | 3.4614 | 3.4451 | 3.428 | 3.4091 | 3.3895 | 3.3718 | 3.3527 | 3.3334 | 3.3144 | 3.2956 | 3.2761 | 3.2548 | 3.2336 | 3.2144 | 3.1921 | 3.1674 | 3.1436 | 3.1187 | 3.0922 | 3.0648 | 3.0362 | 3.0067 | 2.9788 | 2.9471 | 2.9171 | 2.8864 | 2.8557 | 2.8202 | 2.7866 | 2.7491 | 2.707 | 2.664 | 2.623 | 2.5756 | 2.5261 | 2.47 | 2.4051 | 2.3239 | 2.2131 | 1.8514 | 1.8514
29 | Penola West | T156 | FY2019 | 6.4156 | 5.362 | 5.1481 | 5.0289 | 4.9366 | 4.861 | 4.7918 | 4.733 | 4.6792 | 4.6264 | 4.5854 | 4.546 | 4.507 | 4.4725 | 4.4406 | 4.4065 | 4.376 | 4.3486 | 4.3206 | 4.2937 | 4.2699 | 4.2474 | 4.2226 | 4.1994 | 4.1754 | 4.1545 | 4.1333 | 4.1123 | 4.0907 | 4.0673 | 4.0432 | 4.0213 | 3.9998 | 3.9799 | 3.9601 | 3.9421 | 3.9234 | 3.9038 | 3.8847 | 3.8651 | 3.8478 | 3.8297 | 3.8122 | 3.7955 | 3.7788 | 3.7611 | 3.7411 | 3.7245 | 3.7083 | 3.6897 | 3.6726 | 3.6553 | 3.6383 | 3.6235 | 3.6079 | 3.591 | 3.5765 | 3.5618 | 3.5432 | 3.5275 | 3.5121 | 3.495 | 3.4773 | 3.4598 | 3.4401 | 3.4215 | 3.4031 | 3.3872 | 3.3674 | 3.3481 | 3.3284 | 3.3053 | 3.284 | 3.2618 | 3.2391 | 3.2146 | 3.1894 | 3.1619 | 3.134 | 3.1069 | 3.077 | 3.0477 | 3.0136 | 2.9799 | 2.9468 | 2.9093 | 2.8721 | 2.8314 | 2.7915 | 2.7439 | 2.6945 | 2.6426 | 2.5817 | 2.5164 | 2.4523 | 2.3756 | 2.2914 | 2.172 | 2.0109 | 1.531 | 1.531
30 | Port Lincoln | T188 | FY2017 | 40.8899 | 27.8696 | 25.8384 | 24.7368 | 24.0386 | 23.4989 | 23.0149 | 22.6528 | 22.2868 | 21.9609 | 21.6272 | 21.3171 | 21.0239 | 20.7765 | 20.5255 | 20.2786 | 20.0337 | 19.8161 | 19.5873 | 19.3679 | 19.1637 | 18.9679 | 18.7817 | 18.6135 | 18.4453 | 18.2789 | 18.1246 | 17.9878 | 17.8606 | 17.7166 | 17.5787 | 17.441 | 17.3077 | 17.1868 | 17.0768 | 16.9616 | 16.8459 | 16.7485 | 16.6373 | 16.5247 | 16.4195 | 16.3233 | 16.2316 | 16.1386 | 16.0405 | 15.9459 | 15.8488 | 15.7511 | 15.651 | 15.5613 | 15.4812 | 15.4003 | 15.312 | 15.218 | 15.134 | 15.0439 | 14.9574 | 14.8808 | 14.7989 | 14.7253 | 14.6518 | 14.5812 | 14.5118 | 14.4458 | 14.3656 | 14.2967 | 14.2259 | 14.1572 | 14.0836 | 14.0104 | 13.9279 | 13.8528 | 13.7756 | 13.7037 | 13.6249 | 13.5383 | 13.4553 | 13.3754 | 13.2869 | 13.1868 | 13.0799 | 12.9653 | 12.8455 | 12.7063 | 12.5479 | 12.3811 | 12.2021 | 11.9991 | 11.7636 | 11.5073 | 11.2449 | 10.975 | 10.6083 | 10.2543 | 9.8693 | 9.4467 | 8.9674 | 8.2744 | 7.1834 | 3.3508 | 3.3508
30 | Port Lincoln | T188 | FY2018 | 38.4948 | 25.7424 | 24.7104 | 24.026 | 23.4843 | 22.9917 | 22.5991 | 22.2638 | 21.8886 | 21.557 | 21.2432 | 20.9536 | 20.6457 | 20.3774 | 20.0884 | 19.8186 | 19.5791 | 19.345 | 19.1087 | 18.8943 | 18.7024 | 18.5064 | 18.3494 | 18.1939 | 18.0439 | 17.9129 | 17.7779 | 17.6404 | 17.5031 | 17.3665 | 17.2442 | 17.1211 | 16.9904 | 16.8694 | 16.7441 | 16.6207 | 16.5039 | 16.3848 | 16.2793 | 16.1704 | 16.0549 | 15.9532 | 15.8467 | 15.7574 | 15.6754 | 15.5878 | 15.4937 | 15.4045 | 15.3221 | 15.2295 | 15.1439 | 15.0642 | 14.9806 | 14.896 | 14.8099 | 14.728 | 14.6499 | 14.5743 | 14.509 | 14.4373 | 14.359 | 14.2837 | 14.2052 | 14.1306 | 14.0476 | 13.9674 | 13.8852 | 13.8072 | 13.7313 | 13.6477 | 13.5666 | 13.495 | 13.4006 | 13.3131 | 13.2322 | 13.1407 | 13.0416 | 12.9303 | 12.8148 | 12.7033 | 12.5806 | 12.4539 | 12.2997 | 12.1426 | 11.9622 | 11.7263 | 11.4885 | 11.2374 | 10.9582 | 10.647 | 10.3587 | 10.0758 | 9.7622 | 9.4275 | 9.078 | 8.6466 | 8.1249 | 7.4185 | 6.5165 | 4.8827 | 4.8827
30 | Port Lincoln | T188 | FY2019 | 44.4917 | 26.4981 | 25.001 | 24.2425 | 23.68 | 23.1146 | 22.6377 | 22.2078 | 21.8459 | 21.544 | 21.2573 | 20.9636 | 20.6686 | 20.3884 | 20.1065 | 19.8082 | 19.5235 | 19.2711 | 19.0365 | 18.8279 | 18.6335 | 18.4573 | 18.2895 | 18.1118 | 17.9388 | 17.7727 | 17.5998 | 17.4259 | 17.2667 | 17.128 | 16.9962 | 16.8628 | 16.7319 | 16.5935 | 16.4535 | 16.3263 | 16.2138 | 16.1044 | 16.0063 | 15.9027 | 15.8049 | 15.7065 | 15.6136 | 15.511 | 15.4087 | 15.3055 | 15.2148 | 15.124 | 15.0347 | 14.945 | 14.8649 | 14.7824 | 14.6959 | 14.6041 | 14.5127 | 14.432 | 14.3444 | 14.2572 | 14.174 | 14.0941 | 14 | 13.9084 | 13.8265 | 13.7414 | 13.6571 | 13.5786 | 13.4927 | 13.3951 | 13.2996 | 13.2137 | 13.1153 | 13.0211 | 12.9163 | 12.8021 | 12.686 | 12.5778 | 12.4441 | 12.3001 | 12.1469 | 11.9871 | 11.8091 | 11.6063 | 11.3655 | 11.1143 | 10.8268 | 10.512 | 10.1918 | 9.8809 | 9.5501 | 9.2302 | 8.8927 | 8.5628 | 8.2446 | 7.8594 | 7.4764 | 7.0509 | 6.5874 | 5.9618 | 5.188 | 3.9439 | 3.9439
31 | Port Pirie | T397 | FY2017 | 46.6097 | 43.4804 | 41.6405 | 40.4175 | 39.575 | 38.8981 | 38.3105 | 37.8348 | 37.3694 | 36.9741 | 36.6176 | 36.2742 | 35.9699 | 35.6662 | 35.3656 | 35.0413 | 34.7391 | 34.4224 | 34.1443 | 33.8691 | 33.5609 | 33.2462 | 32.9664 | 32.6928 | 32.4273 | 32.1771 | 31.9108 | 31.6471 | 31.3949 | 31.191 | 30.9823 | 30.7837 | 30.5942 | 30.4069 | 30.2247 | 30.036 | 29.8659 | 29.7038 | 29.5458 | 29.3871 | 29.2246 | 29.0524 | 28.8953 | 28.7552 | 28.6134 | 28.4431 | 28.296 | 28.1634 | 28.0355 | 27.9055 | 27.7552 | 27.6238 | 27.4898 | 27.3495 | 27.2265 | 27.1137 | 26.9888 | 26.8602 | 26.7402 | 26.6241 | 26.5051 | 26.3645 | 26.2459 | 26.1193 | 25.9921 | 25.871 | 25.7454 | 25.6132 | 25.4801 | 25.3643 | 25.2424 | 25.1231 | 24.9996 | 24.8852 | 24.7574 | 24.6239 | 24.492 | 24.3344 | 24.1705 | 23.996 | 23.8031 | 23.613 | 23.4083 | 23.2091 | 22.9932 | 22.7619 | 22.5264 | 22.309 | 22.0811 | 21.8325 | 21.567 | 21.2703 | 20.9326 | 20.591 | 20.1861 | 19.7255 | 19.1947 | 18.4278 | 17.4513 | 11.3129 | 11.3129
31 | Port Pirie | T397 | FY2018 | 57.1855 | 53.1647 | 51.1857 | 49.8237 | 48.7278 | 47.883 | 47.153 | 46.4651 | 45.8163 | 45.27 | 44.7774 | 44.3425 | 43.9498 | 43.5906 | 43.2595 | 42.9007 | 42.588 | 42.3029 | 42.0476 | 41.7867 | 41.535 | 41.3005 | 41.0592 | 40.8385 | 40.5941 | 40.402 | 40.2096 | 40.0292 | 39.8322 | 39.6447 | 39.4595 | 39.2707 | 39.0931 | 38.9095 | 38.7273 | 38.55 | 38.3809 | 38.2132 | 38.0394 | 37.8705 | 37.6961 | 37.5268 | 37.3508 | 37.1653 | 36.9734 | 36.7941 | 36.5831 | 36.3797 | 36.1799 | 35.9781 | 35.7946 | 35.596 | 35.3756 | 35.1651 | 34.961 | 34.7395 | 34.5184 | 34.2725 | 34.0136 | 33.746 | 33.4862 | 33.2351 | 32.9947 | 32.748 | 32.4794 | 32.1831 | 31.9287 | 31.6825 | 31.3983 | 31.1222 | 30.8522 | 30.5831 | 30.3051 | 30.0042 | 29.7121 | 29.4295 | 29.1502 | 28.8463 | 28.5419 | 28.2325 | 27.9209 | 27.6245 | 27.3272 | 27.0027 | 26.651 | 26.286 | 25.854 | 25.4221 | 24.9311 | 24.4207 | 23.9321 | 23.402 | 22.8395 | 22.2298 | 21.5861 | 20.8448 | 19.8501 | 18.7363 | 17.0723 | 13.9749 | 13.9749
31 | Port Pirie | T397 | FY2019 | 58.1876 | 55.2409 | 53.8459 | 52.6043 | 51.5317 | 50.6367 | 49.8894 | 49.1239 | 48.4499 | 47.7682 | 47.2134 | 46.77 | 46.3176 | 45.9361 | 45.5635 | 45.2388 | 44.9226 | 44.6651 | 44.407 | 44.1561 | 43.9201 | 43.6766 | 43.4719 | 43.2664 | 43.0644 | 42.8689 | 42.6535 | 42.4201 | 42.2226 | 42.0426 | 41.879 | 41.7189 | 41.54 | 41.3647 | 41.1986 | 41.011 | 40.8303 | 40.6738 | 40.5052 | 40.3319 | 40.1565 | 39.9962 | 39.8202 | 39.6399 | 39.4666 | 39.2875 | 39.1057 | 38.9244 | 38.7552 | 38.5867 | 38.4149 | 38.2299 | 38.0421 | 37.8566 | 37.6292 | 37.408 | 37.1853 | 36.9351 | 36.6851 | 36.3846 | 36.1248 | 35.888 | 35.5964 | 35.3558 | 35.0762 | 34.7932 | 34.5074 | 34.2152 | 33.9224 | 33.6202 | 33.326 | 33.0344 | 32.7579 | 32.484 | 32.146 | 31.7733 | 31.444 | 31.0586 | 30.6861 | 30.3139 | 29.9461 | 29.599 | 29.2368 | 28.824 | 28.4032 | 28.0048 | 27.6447 | 27.2083 | 26.6786 | 26.0655 | 25.4373 | 24.7231 | 23.8223 | 22.9789 | 22.1026 | 21.0865 | 19.9715 | 18.4576 | 15.9631 | 10.805 | 10.805
32 | Snuggery Rural | T135 | FY2017 | 11.2574 | 10.5149 | 10.153 | 9.9137 | 9.7149 | 9.5456 | 9.3862 | 9.2479 | 9.0952 | 8.9631 | 8.8161 | 8.6802 | 8.5556 | 8.4379 | 8.3124 | 8.1918 | 8.0761 | 7.963 | 7.8567 | 7.7531 | 7.6628 | 7.5788 | 7.4863 | 7.4059 | 7.328 | 7.2619 | 7.1955 | 7.1306 | 7.0623 | 6.9989 | 6.9373 | 6.8799 | 6.8191 | 6.7611 | 6.7106 | 6.6622 | 6.6112 | 6.5655 | 6.5177 | 6.4699 | 6.4214 | 6.3768 | 6.3323 | 6.2872 | 6.2408 | 6.1943 | 6.1447 | 6.095 | 6.051 | 6.0081 | 5.9694 | 5.9266 | 5.8864 | 5.8418 | 5.7985 | 5.7548 | 5.7171 | 5.6828 | 5.6435 | 5.6049 | 5.5658 | 5.5224 | 5.479 | 5.435 | 5.398 | 5.3589 | 5.3228 | 5.2804 | 5.2394 | 5.2003 | 5.1533 | 5.1065 | 5.0643 | 5.0245 | 4.9828 | 4.9377 | 4.8981 | 4.8498 | 4.7968 | 4.7373 | 4.6731 | 4.6056 | 4.5323 | 4.4574 | 4.3657 | 4.2587 | 4.1419 | 4.0106 | 3.9001 | 3.7706 | 3.642 | 3.5136 | 3.373 | 3.2312 | 3.0827 | 2.9157 | 2.7739 | 2.5754 | 2.3636 | 1.1613 | 1.1613
32 | Snuggery Rural | T135 | FY2018 | 10.5231 | 9.9587 | 9.7009 | 9.4698 | 9.2788 | 9.1277 | 8.995 | 8.8466 | 8.6931 | 8.5408 | 8.406 | 8.2742 | 8.1347 | 8.0093 | 7.8988 | 7.7951 | 7.6817 | 7.5729 | 7.4789 | 7.3906 | 7.3023 | 7.2252 | 7.1563 | 7.0772 | 7.0083 | 6.9451 | 6.8826 | 6.8192 | 6.762 | 6.7036 | 6.6512 | 6.5979 | 6.5433 | 6.4827 | 6.4284 | 6.3794 | 6.3336 | 6.2897 | 6.2447 | 6.199 | 6.1534 | 6.1101 | 6.0645 | 6.0226 | 5.9746 | 5.9249 | 5.8807 | 5.837 | 5.7969 | 5.7582 | 5.7158 | 5.675 | 5.6329 | 5.5927 | 5.552 | 5.5123 | 5.4744 | 5.4345 | 5.3973 | 5.3597 | 5.3201 | 5.2755 | 5.2408 | 5.2028 | 5.165 | 5.1243 | 5.085 | 5.0436 | 5.0006 | 4.9611 | 4.917 | 4.8738 | 4.8321 | 4.786 | 4.7393 | 4.6868 | 4.6349 | 4.5767 | 4.5138 | 4.4479 | 4.3746 | 4.2891 | 4.2 | 4.1098 | 4.0093 | 3.8894 | 3.7728 | 3.6485 | 3.5135 | 3.3773 | 3.2328 | 3.0932 | 2.9514 | 2.8205 | 2.6799 | 2.5258 | 2.3506 | 2.1449 | 1.8235 | 0.050474 | 0.050474
32 | Snuggery Rural | T135 | FY2019 | 10.5419 | 9.8487 | 9.6036 | 9.3975 | 9.1948 | 9.0167 | 8.8534 | 8.7122 | 8.5855 | 8.4618 | 8.339 | 8.2144 | 8.0861 | 7.9592 | 7.8449 | 7.7275 | 7.6176 | 7.4984 | 7.3921 | 7.2968 | 7.2049 | 7.1201 | 7.0443 | 6.9733 | 6.9077 | 6.8435 | 6.7804 | 6.7185 | 6.6629 | 6.6075 | 6.5507 | 6.4985 | 6.444 | 6.3881 | 6.3356 | 6.281 | 6.2297 | 6.1745 | 6.1296 | 6.0839 | 6.0348 | 5.9841 | 5.9389 | 5.8904 | 5.84 | 5.7917 | 5.7467 | 5.6986 | 5.651 | 5.6054 | 5.5624 | 5.5186 | 5.4711 | 5.4311 | 5.3881 | 5.3489 | 5.3096 | 5.2689 | 5.228 | 5.192 | 5.1562 | 5.1211 | 5.0886 | 5.0507 | 5.0135 | 4.9774 | 4.9364 | 4.8952 | 4.8461 | 4.7982 | 4.7526 | 4.7036 | 4.6472 | 4.5865 | 4.5188 | 4.4443 | 4.3652 | 4.2751 | 4.1594 | 4.0399 | 3.9053 | 3.7709 | 3.6341 | 3.506 | 3.3809 | 3.2591 | 3.1193 | 2.9735 | 2.8296 | 2.6743 | 2.515 | 2.3329 | 2.1406 | 1.9398 | 1.7313 | 1.4641 | 0.8795 | 0 | 0 | -1.0995 | -1.0995
33 | Morphett Vale East | H115 | FY2017 | 499.1594 | 433.13 | 408.5274 | 392.1086 | 377.5351 | 364.7676 | 354.4571 | 345.6917 | 337.8347 | 330.4491 | 324.1996 | 318.7575 | 313.235 | 308.074 | 303.0272 | 298.3923 | 294.164 | 290.3854 | 286.2165 | 282.6079 | 278.7379 | 275.1693 | 271.763 | 268.5219 | 265.7889 | 262.8218 | 259.9638 | 257.352 | 254.565 | 252.1221 | 249.7116 | 247.3237 | 245.001 | 242.643 | 240.5406 | 238.5828 | 236.4929 | 234.4706 | 232.5291 | 230.5157 | 228.5401 | 226.6675 | 224.9682 | 223.1743 | 221.5495 | 219.792 | 217.8999 | 216.068 | 214.3795 | 212.8511 | 211.2319 | 209.6077 | 208.0592 | 206.5304 | 204.9296 | 203.2279 | 201.5437 | 199.9197 | 198.4025 | 196.8995 | 195.2949 | 193.7626 | 192.312 | 190.8304 | 189.3394 | 187.9184 | 186.402 | 184.8216 | 183.3387 | 181.8438 | 180.3647 | 178.8849 | 177.3518 | 175.9051 | 174.4179 | 172.9103 | 171.3709 | 169.8465 | 168.2725 | 166.6243 | 165.1196 | 163.6539 | 162.1547 | 160.6458 | 159.3456 | 157.9026 | 156.2871 | 154.5958 | 152.8163 | 150.926 | 148.8497 | 146.5239 | 143.8843 | 140.7307 | 136.6919 | 131.8496 | 124.9593 | 116.9854 | 104.3433 | 80.3912 | 80.3912
33 | Morphett Vale East | H115 | FY2018 | 437.0075 | 439.4462 | 417.1039 | 400.0745 | 384.5922 | 371.8443 | 362.0341 | 352.4655 | 343.3348 | 334.8505 | 327.8889 | 320.6126 | 314.1297 | 308.4038 | 302.7876 | 297.5806 | 292.638 | 287.9678 | 283.4084 | 279.2346 | 275.3034 | 271.8425 | 268.2387 | 264.9863 | 261.8792 | 259.0287 | 256.0234 | 253.3208 | 250.3343 | 247.5011 | 245.1495 | 242.5691 | 240.1097 | 237.9661 | 235.8512 | 233.7017 | 231.6263 | 229.7139 | 227.7004 | 225.6588 | 223.613 | 221.7161 | 219.951 | 218.1324 | 216.3501 | 214.4809 | 212.8452 | 211.3103 | 209.7989 | 208.2959 | 206.6867 | 205.1031 | 203.3935 | 201.7366 | 200.0482 | 198.4394 | 196.683 | 195.2358 | 193.7189 | 192.2006 | 190.6325 | 189.0196 | 187.574 | 186.1391 | 184.6453 | 183.0825 | 181.4057 | 179.9202 | 178.348 | 176.7671 | 175.0117 | 173.2558 | 171.5618 | 169.7992 | 168.1151 | 166.4182 | 164.7165 | 163.0286 | 161.529 | 159.9035 | 158.3406 | 156.7287 | 155.1131 | 153.3711 | 151.4725 | 149.5713 | 147.9494 | 145.9682 | 143.9282 | 141.5862 | 139.0396 | 136.1806 | 133.0578 | 129.3898 | 124.3652 | 118.3963 | 109.9477 | 99.7914 | 86.1175 | 64.0101 | 64.0101
33 | Morphett Vale East | H115 | FY2019 | 511.6049 | 427.8616 | 397.001 | 376.3855 | 361.3332 | 348.7521 | 337.5309 | 327.6778 | 319.4436 | 312.281 | 305.0421 | 298.6464 | 292.7755 | 287.8688 | 283.1849 | 277.9514 | 273.7345 | 269.7099 | 265.3875 | 261.5811 | 257.9782 | 254.4124 | 251.4041 | 248.3453 | 245.1072 | 242.0434 | 239.2394 | 236.6165 | 234.2101 | 232.0412 | 229.7656 | 227.3355 | 225.2809 | 223.2805 | 221.386 | 219.3543 | 217.2986 | 215.5238 | 213.7218 | 211.7491 | 209.9553 | 208.24 | 206.5589 | 204.8726 | 203.2661 | 201.8272 | 200.0653 | 198.3509 | 196.7267 | 195.2328 | 193.6781 | 192.0187 | 190.3662 | 188.7986 | 187.1471 | 185.3009 | 183.8075 | 182.0611 | 180.5005 | 178.8688 | 177.2657 | 175.6892 | 174.0151 | 172.2784 | 170.765 | 169.3123 | 167.6258 | 166.2193 | 164.916 | 163.5119 | 162.119 | 160.6799 | 159.1484 | 157.5894 | 156.2425 | 154.8424 | 153.4395 | 152.0508 | 150.393 | 148.7072 | 146.9749 | 145.0747 | 143.0843 | 141.1357 | 138.9521 | 136.3705 | 133.3145 | 130.1582 | 126.728 | 122.8132 | 118.4218 | 113.0492 | 107.9178 | 101.5717 | 95.0677 | 88.6842 | 81.5047 | 74.0019 | 62.7769 | 41.0077 | 41.0077
34 | Happy Valley | H209 | FY2017 | 499.1594 | 433.13 | 408.5274 | 392.1086 | 377.5351 | 364.7676 | 354.4571 | 345.6917 | 337.8347 | 330.4491 | 324.1996 | 318.7575 | 313.235 | 308.074 | 303.0272 | 298.3923 | 294.164 | 290.3854 | 286.2165 | 282.6079 | 278.7379 | 275.1693 | 271.763 | 268.5219 | 265.7889 | 262.8218 | 259.9638 | 257.352 | 254.565 | 252.1221 | 249.7116 | 247.3237 | 245.001 | 242.643 | 240.5406 | 238.5828 | 236.4929 | 234.4706 | 232.5291 | 230.5157 | 228.5401 | 226.6675 | 224.9682 | 223.1743 | 221.5495 | 219.792 | 217.8999 | 216.068 | 214.3795 | 212.8511 | 211.2319 | 209.6077 | 208.0592 | 206.5304 | 204.9296 | 203.2279 | 201.5437 | 199.9197 | 198.4025 | 196.8995 | 195.2949 | 193.7626 | 192.312 | 190.8304 | 189.3394 | 187.9184 | 186.402 | 184.8216 | 183.3387 | 181.8438 | 180.3647 | 178.8849 | 177.3518 | 175.9051 | 174.4179 | 172.9103 | 171.3709 | 169.8465 | 168.2725 | 166.6243 | 165.1196 | 163.6539 | 162.1547 | 160.6458 | 159.3456 | 157.9026 | 156.2871 | 154.5958 | 152.8163 | 150.926 | 148.8497 | 146.5239 | 143.8843 | 140.7307 | 136.6919 | 131.8496 | 124.9593 | 116.9854 | 104.3433 | 80.3912 | 80.3912
34 | Happy Valley | H209 | FY2018 | 437.0075 | 439.4462 | 417.1039 | 400.0745 | 384.5922 | 371.8443 | 362.0341 | 352.4655 | 343.3348 | 334.8505 | 327.8889 | 320.6126 | 314.1297 | 308.4038 | 302.7876 | 297.5806 | 292.638 | 287.9678 | 283.4084 | 279.2346 | 275.3034 | 271.8425 | 268.2387 | 264.9863 | 261.8792 | 259.0287 | 256.0234 | 253.3208 | 250.3343 | 247.5011 | 245.1495 | 242.5691 | 240.1097 | 237.9661 | 235.8512 | 233.7017 | 231.6263 | 229.7139 | 227.7004 | 225.6588 | 223.613 | 221.7161 | 219.951 | 218.1324 | 216.3501 | 214.4809 | 212.8452 | 211.3103 | 209.7989 | 208.2959 | 206.6867 | 205.1031 | 203.3935 | 201.7366 | 200.0482 | 198.4394 | 196.683 | 195.2358 | 193.7189 | 192.2006 | 190.6325 | 189.0196 | 187.574 | 186.1391 | 184.6453 | 183.0825 | 181.4057 | 179.9202 | 178.348 | 176.7671 | 175.0117 | 173.2558 | 171.5618 | 169.7992 | 168.1151 | 166.4182 | 164.7165 | 163.0286 | 161.529 | 159.9035 | 158.3406 | 156.7287 | 155.1131 | 153.3711 | 151.4725 | 149.5713 | 147.9494 | 145.9682 | 143.9282 | 141.5862 | 139.0396 | 136.1806 | 133.0578 | 129.3898 | 124.3652 | 118.3963 | 109.9477 | 99.7914 | 86.1175 | 64.0101 | 64.0101
34 | Happy Valley | H209 | FY2019 | 511.6049 | 427.8616 | 397.001 | 376.3855 | 361.3332 | 348.7521 | 337.5309 | 327.6778 | 319.4436 | 312.281 | 305.0421 | 298.6464 | 292.7755 | 287.8688 | 283.1849 | 277.9514 | 273.7345 | 269.7099 | 265.3875 | 261.5811 | 257.9782 | 254.4124 | 251.4041 | 248.3453 | 245.1072 | 242.0434 | 239.2394 | 236.6165 | 234.2101 | 232.0412 | 229.7656 | 227.3355 | 225.2809 | 223.2805 | 221.386 | 219.3543 | 217.2986 | 215.5238 | 213.7218 | 211.7491 | 209.9553 | 208.24 | 206.5589 | 204.8726 | 203.2661 | 201.8272 | 200.0653 | 198.3509 | 196.7267 | 195.2328 | 193.6781 | 192.0187 | 190.3662 | 188.7986 | 187.1471 | 185.3009 | 183.8075 | 182.0611 | 180.5005 | 178.8688 | 177.2657 | 175.6892 | 174.0151 | 172.2784 | 170.765 | 169.3123 | 167.6258 | 166.2193 | 164.916 | 163.5119 | 162.119 | 160.6799 | 159.1484 | 157.5894 | 156.2425 | 154.8424 | 153.4395 | 152.0508 | 150.393 | 148.7072 | 146.9749 | 145.0747 | 143.0843 | 141.1357 | 138.9521 | 136.3705 | 133.3145 | 130.1582 | 126.728 | 122.8132 | 118.4218 | 113.0492 | 107.9178 | 101.5717 | 95.0677 | 88.6842 | 81.5047 | 74.0019 | 62.7769 | 41.0077 | 41.0077
35 | Magill (South) | H408 | FY2017 | 499.1594 | 433.13 | 408.5274 | 392.1086 | 377.5351 | 364.7676 | 354.4571 | 345.6917 | 337.8347 | 330.4491 | 324.1996 | 318.7575 | 313.235 | 308.074 | 303.0272 | 298.3923 | 294.164 | 290.3854 | 286.2165 | 282.6079 | 278.7379 | 275.1693 | 271.763 | 268.5219 | 265.7889 | 262.8218 | 259.9638 | 257.352 | 254.565 | 252.1221 | 249.7116 | 247.3237 | 245.001 | 242.643 | 240.5406 | 238.5828 | 236.4929 | 234.4706 | 232.5291 | 230.5157 | 228.5401 | 226.6675 | 224.9682 | 223.1743 | 221.5495 | 219.792 | 217.8999 | 216.068 | 214.3795 | 212.8511 | 211.2319 | 209.6077 | 208.0592 | 206.5304 | 204.9296 | 203.2279 | 201.5437 | 199.9197 | 198.4025 | 196.8995 | 195.2949 | 193.7626 | 192.312 | 190.8304 | 189.3394 | 187.9184 | 186.402 | 184.8216 | 183.3387 | 181.8438 | 180.3647 | 178.8849 | 177.3518 | 175.9051 | 174.4179 | 172.9103 | 171.3709 | 169.8465 | 168.2725 | 166.6243 | 165.1196 | 163.6539 | 162.1547 | 160.6458 | 159.3456 | 157.9026 | 156.2871 | 154.5958 | 152.8163 | 150.926 | 148.8497 | 146.5239 | 143.8843 | 140.7307 | 136.6919 | 131.8496 | 124.9593 | 116.9854 | 104.3433 | 80.3912 | 80.3912
35 | Magill (South) | H408 | FY2018 | 437.0075 | 439.4462 | 417.1039 | 400.0745 | 384.5922 | 371.8443 | 362.0341 | 352.4655 | 343.3348 | 334.8505 | 327.8889 | 320.6126 | 314.1297 | 308.4038 | 302.7876 | 297.5806 | 292.638 | 287.9678 | 283.4084 | 279.2346 | 275.3034 | 271.8425 | 268.2387 | 264.9863 | 261.8792 | 259.0287 | 256.0234 | 253.3208 | 250.3343 | 247.5011 | 245.1495 | 242.5691 | 240.1097 | 237.9661 | 235.8512 | 233.7017 | 231.6263 | 229.7139 | 227.7004 | 225.6588 | 223.613 | 221.7161 | 219.951 | 218.1324 | 216.3501 | 214.4809 | 212.8452 | 211.3103 | 209.7989 | 208.2959 | 206.6867 | 205.1031 | 203.3935 | 201.7366 | 200.0482 | 198.4394 | 196.683 | 195.2358 | 193.7189 | 192.2006 | 190.6325 | 189.0196 | 187.574 | 186.1391 | 184.6453 | 183.0825 | 181.4057 | 179.9202 | 178.348 | 176.7671 | 175.0117 | 173.2558 | 171.5618 | 169.7992 | 168.1151 | 166.4182 | 164.7165 | 163.0286 | 161.529 | 159.9035 | 158.3406 | 156.7287 | 155.1131 | 153.3711 | 151.4725 | 149.5713 | 147.9494 | 145.9682 | 143.9282 | 141.5862 | 139.0396 | 136.1806 | 133.0578 | 129.3898 | 124.3652 | 118.3963 | 109.9477 | 99.7914 | 86.1175 | 64.0101 | 64.0101
35 | Magill (South) | H408 | FY2019 | 511.6049 | 427.8616 | 397.001 | 376.3855 | 361.3332 | 348.7521 | 337.5309 | 327.6778 | 319.4436 | 312.281 | 305.0421 | 298.6464 | 292.7755 | 287.8688 | 283.1849 | 277.9514 | 273.7345 | 269.7099 | 265.3875 | 261.5811 | 257.9782 | 254.4124 | 251.4041 | 248.3453 | 245.1072 | 242.0434 | 239.2394 | 236.6165 | 234.2101 | 232.0412 | 229.7656 | 227.3355 | 225.2809 | 223.2805 | 221.386 | 219.3543 | 217.2986 | 215.5238 | 213.7218 | 211.7491 | 209.9553 | 208.24 | 206.5589 | 204.8726 | 203.2661 | 201.8272 | 200.0653 | 198.3509 | 196.7267 | 195.2328 | 193.6781 | 192.0187 | 190.3662 | 188.7986 | 187.1471 | 185.3009 | 183.8075 | 182.0611 | 180.5005 | 178.8688 | 177.2657 | 175.6892 | 174.0151 | 172.2784 | 170.765 | 169.3123 | 167.6258 | 166.2193 | 164.916 | 163.5119 | 162.119 | 160.6799 | 159.1484 | 157.5894 | 156.2425 | 154.8424 | 153.4395 | 152.0508 | 150.393 | 148.7072 | 146.9749 | 145.0747 | 143.0843 | 141.1357 | 138.9521 | 136.3705 | 133.3145 | 130.1582 | 126.728 | 122.8132 | 118.4218 | 113.0492 | 107.9178 | 101.5717 | 95.0677 | 88.6842 | 81.5047 | 74.0019 | 62.7769 | 41.0077 | 41.0077
36 | City West (South) | H579 | FY2017 | 499.1594 | 433.13 | 408.5274 | 392.1086 | 377.5351 | 364.7676 | 354.4571 | 345.6917 | 337.8347 | 330.4491 | 324.1996 | 318.7575 | 313.235 | 308.074 | 303.0272 | 298.3923 | 294.164 | 290.3854 | 286.2165 | 282.6079 | 278.7379 | 275.1693 | 271.763 | 268.5219 | 265.7889 | 262.8218 | 259.9638 | 257.352 | 254.565 | 252.1221 | 249.7116 | 247.3237 | 245.001 | 242.643 | 240.5406 | 238.5828 | 236.4929 | 234.4706 | 232.5291 | 230.5157 | 228.5401 | 226.6675 | 224.9682 | 223.1743 | 221.5495 | 219.792 | 217.8999 | 216.068 | 214.3795 | 212.8511 | 211.2319 | 209.6077 | 208.0592 | 206.5304 | 204.9296 | 203.2279 | 201.5437 | 199.9197 | 198.4025 | 196.8995 | 195.2949 | 193.7626 | 192.312 | 190.8304 | 189.3394 | 187.9184 | 186.402 | 184.8216 | 183.3387 | 181.8438 | 180.3647 | 178.8849 | 177.3518 | 175.9051 | 174.4179 | 172.9103 | 171.3709 | 169.8465 | 168.2725 | 166.6243 | 165.1196 | 163.6539 | 162.1547 | 160.6458 | 159.3456 | 157.9026 | 156.2871 | 154.5958 | 152.8163 | 150.926 | 148.8497 | 146.5239 | 143.8843 | 140.7307 | 136.6919 | 131.8496 | 124.9593 | 116.9854 | 104.3433 | 80.3912 | 80.3912
36 | City West (South) | H579 | FY2018 | 437.0075 | 439.4462 | 417.1039 | 400.0745 | 384.5922 | 371.8443 | 362.0341 | 352.4655 | 343.3348 | 334.8505 | 327.8889 | 320.6126 | 314.1297 | 308.4038 | 302.7876 | 297.5806 | 292.638 | 287.9678 | 283.4084 | 279.2346 | 275.3034 | 271.8425 | 268.2387 | 264.9863 | 261.8792 | 259.0287 | 256.0234 | 253.3208 | 250.3343 | 247.5011 | 245.1495 | 242.5691 | 240.1097 | 237.9661 | 235.8512 | 233.7017 | 231.6263 | 229.7139 | 227.7004 | 225.6588 | 223.613 | 221.7161 | 219.951 | 218.1324 | 216.3501 | 214.4809 | 212.8452 | 211.3103 | 209.7989 | 208.2959 | 206.6867 | 205.1031 | 203.3935 | 201.7366 | 200.0482 | 198.4394 | 196.683 | 195.2358 | 193.7189 | 192.2006 | 190.6325 | 189.0196 | 187.574 | 186.1391 | 184.6453 | 183.0825 | 181.4057 | 179.9202 | 178.348 | 176.7671 | 175.0117 | 173.2558 | 171.5618 | 169.7992 | 168.1151 | 166.4182 | 164.7165 | 163.0286 | 161.529 | 159.9035 | 158.3406 | 156.7287 | 155.1131 | 153.3711 | 151.4725 | 149.5713 | 147.9494 | 145.9682 | 143.9282 | 141.5862 | 139.0396 | 136.1806 | 133.0578 | 129.3898 | 124.3652 | 118.3963 | 109.9477 | 99.7914 | 86.1175 | 64.0101 | 64.0101
36 | City West (South) | H579 | FY2019 | 511.6049 | 427.8616 | 397.001 | 376.3855 | 361.3332 | 348.7521 | 337.5309 | 327.6778 | 319.4436 | 312.281 | 305.0421 | 298.6464 | 292.7755 | 287.8688 | 283.1849 | 277.9514 | 273.7345 | 269.7099 | 265.3875 | 261.5811 | 257.9782 | 254.4124 | 251.4041 | 248.3453 | 245.1072 | 242.0434 | 239.2394 | 236.6165 | 234.2101 | 232.0412 | 229.7656 | 227.3355 | 225.2809 | 223.2805 | 221.386 | 219.3543 | 217.2986 | 215.5238 | 213.7218 | 211.7491 | 209.9553 | 208.24 | 206.5589 | 204.8726 | 203.2661 | 201.8272 | 200.0653 | 198.3509 | 196.7267 | 195.2328 | 193.6781 | 192.0187 | 190.3662 | 188.7986 | 187.1471 | 185.3009 | 183.8075 | 182.0611 | 180.5005 | 178.8688 | 177.2657 | 175.6892 | 174.0151 | 172.2784 | 170.765 | 169.3123 | 167.6258 | 166.2193 | 164.916 | 163.5119 | 162.119 | 160.6799 | 159.1484 | 157.5894 | 156.2425 | 154.8424 | 153.4395 | 152.0508 | 150.393 | 148.7072 | 146.9749 | 145.0747 | 143.0843 | 141.1357 | 138.9521 | 136.3705 | 133.3145 | 130.1582 | 126.728 | 122.8132 | 118.4218 | 113.0492 | 107.9178 | 101.5717 | 95.0677 | 88.6842 | 81.5047 | 74.0019 | 62.7769 | 41.0077 | 41.0077
37 | Stony Point Distribution | T363 | FY2017 | 0.1144 | 0.10412 | 0.099223 | 0.096153 | 0.093892 | 0.092174 | 0.090546 | 0.089183 | 0.088078 | 0.087139 | 0.086236 | 0.085465 | 0.084783 | 0.084159 | 0.083542 | 0.082984 | 0.082457 | 0.081991 | 0.081494 | 0.081049 | 0.08059 | 0.08015 | 0.079687 | 0.079235 | 0.078815 | 0.078437 | 0.078043 | 0.077655 | 0.077261 | 0.076804 | 0.07641 | 0.076042 | 0.0757 | 0.075337 | 0.074908 | 0.074509 | 0.07413 | 0.07371 | 0.073308 | 0.072897 | 0.072523 | 0.072125 | 0.071676 | 0.071209 | 0.070682 | 0.070095 | 0.069403 | 0.06858 | 0.067309 | 0.064822 | 0.061469 | 0.058492 | 0.056069 | 0.054114 | 0.0521 | 0.050111 | 0.048453 | 0.046988 | 0.045796 | 0.044595 | 0.043374 | 0.042295 | 0.041224 | 0.040228 | 0.039222 | 0.038346 | 0.037572 | 0.036739 | 0.035872 | 0.034992 | 0.034168 | 0.033389 | 0.032516 | 0.031695 | 0.030874 | 0.030075 | 0.029221 | 0.028358 | 0.027461 | 0.026573 | 0.025672 | 0.024737 | 0.023743 | 0.02277 | 0.021883 | 0.020872 | 0.01983 | 0.018717 | 0.017716 | 0.016728 | 0.015552 | 0.014327 | 0.01307 | 0.011774 | 0.010153 | 0.0083975 | 0.006323 | 0.0034828 | 0.00020608 | -0.0005275 | -0.0005275
37 | Stony Point Distribution | T363 | FY2018 | 0.11795 | 0.10711 | 0.1027 | 0.099915 | 0.097664 | 0.095617 | 0.093893 | 0.09249 | 0.091323 | 0.090232 | 0.089257 | 0.088372 | 0.087552 | 0.086847 | 0.086099 | 0.085486 | 0.084871 | 0.084318 | 0.083765 | 0.083208 | 0.082722 | 0.082261 | 0.081754 | 0.081278 | 0.080861 | 0.080421 | 0.080019 | 0.079588 | 0.079173 | 0.078823 | 0.078437 | 0.078063 | 0.077705 | 0.077318 | 0.076947 | 0.076561 | 0.076192 | 0.075772 | 0.075376 | 0.075015 | 0.07468 | 0.074284 | 0.073887 | 0.073481 | 0.073047 | 0.07258 | 0.072037 | 0.071438 | 0.070814 | 0.06997 | 0.068834 | 0.067194 | 0.065017 | 0.062798 | 0.060708 | 0.058808 | 0.056991 | 0.05525 | 0.053462 | 0.052113 | 0.050802 | 0.049448 | 0.048029 | 0.046855 | 0.045694 | 0.044472 | 0.043531 | 0.042575 | 0.041647 | 0.04074 | 0.039789 | 0.038888 | 0.038055 | 0.037147 | 0.036284 | 0.035339 | 0.034428 | 0.033621 | 0.032729 | 0.03192 | 0.030991 | 0.030088 | 0.029225 | 0.028328 | 0.027455 | 0.026479 | 0.025335 | 0.024291 | 0.02334 | 0.022093 | 0.020788 | 0.019463 | 0.018111 | 0.016743 | 0.015212 | 0.013608 | 0.011987 | 0.010011 | 0.0076857 | 0.0033554 | 0.0033554
37 | Stony Point Distribution | T363 | FY2019 | 0.11779 | 0.10719 | 0.10306 | 0.10031 | 0.09816 | 0.096382 | 0.094829 | 0.093299 | 0.092062 | 0.090932 | 0.089856 | 0.088933 | 0.088105 | 0.087292 | 0.086599 | 0.085876 | 0.085191 | 0.08449 | 0.083801 | 0.083223 | 0.08266 | 0.082076 | 0.081597 | 0.081102 | 0.080594 | 0.080099 | 0.0796 | 0.07912 | 0.078689 | 0.078266 | 0.077814 | 0.077358 | 0.076904 | 0.076475 | 0.076006 | 0.075532 | 0.075101 | 0.07461 | 0.074131 | 0.073618 | 0.073126 | 0.072657 | 0.072178 | 0.071644 | 0.071144 | 0.070604 | 0.069995 | 0.069348 | 0.068539 | 0.067526 | 0.06643 | 0.064989 | 0.062962 | 0.060704 | 0.05881 | 0.056937 | 0.054956 | 0.053205 | 0.051634 | 0.050053 | 0.04852 | 0.047102 | 0.045738 | 0.04456 | 0.043294 | 0.042044 | 0.040771 | 0.039648 | 0.038578 | 0.037448 | 0.036434 | 0.035403 | 0.034403 | 0.033394 | 0.032273 | 0.031234 | 0.030238 | 0.029213 | 0.028296 | 0.027306 | 0.026169 | 0.025267 | 0.024186 | 0.023052 | 0.02186 | 0.020685 | 0.019392 | 0.01806 | 0.016758 | 0.015449 | 0.01394 | 0.01253 | 0.010809 | 0.009211 | 0.0074259 | 0.0055914 | 0.0037312 | 0.001656 | -0.00065349 | -0.0045311 | -0.0045311
38 | Tailem Bend | H114 | FY2017 | 16.2484 | 14.0379 | 13.4703 | 13.1588 | 12.9067 | 12.7077 | 12.5017 | 12.3152 | 12.1609 | 12.011 | 11.8756 | 11.7459 | 11.6192 | 11.4991 | 11.3887 | 11.278 | 11.1747 | 11.0765 | 10.9845 | 10.9034 | 10.8144 | 10.7269 | 10.6521 | 10.5753 | 10.5073 | 10.444 | 10.3762 | 10.3092 | 10.2437 | 10.1803 | 10.1247 | 10.0671 | 10.0103 | 9.952 | 9.8985 | 9.8473 | 9.7886 | 9.7311 | 9.6754 | 9.6218 | 9.5695 | 9.5182 | 9.469 | 9.4206 | 9.3671 | 9.3103 | 9.2587 | 9.2106 | 9.1576 | 9.1094 | 9.0577 | 9.0089 | 8.9619 | 8.9172 | 8.8683 | 8.8117 | 8.7582 | 8.7074 | 8.6556 | 8.6052 | 8.5488 | 8.4859 | 8.4339 | 8.3779 | 8.3219 | 8.2731 | 8.2158 | 8.1564 | 8.098 | 8.0432 | 7.9872 | 7.9254 | 7.8632 | 7.81 | 7.7593 | 7.6993 | 7.6378 | 7.5778 | 7.5183 | 7.4465 | 7.3808 | 7.3105 | 7.2259 | 7.1432 | 7.0509 | 6.9622 | 6.8622 | 6.7514 | 6.6255 | 6.5064 | 6.3574 | 6.228 | 6.0853 | 5.9341 | 5.7883 | 5.6342 | 5.4352 | 5.209 | 4.8953 | 3.9471 | 3.9471
38 | Tailem Bend | H114 | FY2018 | 17.9775 | 15.7336 | 14.8881 | 14.3533 | 13.9637 | 13.6629 | 13.4217 | 13.2217 | 13.0552 | 12.9117 | 12.7824 | 12.6436 | 12.5191 | 12.3951 | 12.2881 | 12.1932 | 12.1001 | 12.0028 | 11.9228 | 11.8388 | 11.7557 | 11.6723 | 11.5844 | 11.5024 | 11.4313 | 11.3578 | 11.2904 | 11.2305 | 11.1667 | 11.1048 | 11.0458 | 10.9881 | 10.9281 | 10.8622 | 10.7988 | 10.743 | 10.6884 | 10.6321 | 10.5698 | 10.5114 | 10.4518 | 10.3961 | 10.3498 | 10.2957 | 10.2395 | 10.1882 | 10.1389 | 10.0902 | 10.0354 | 9.9843 | 9.9311 | 9.8803 | 9.8293 | 9.7784 | 9.7244 | 9.6706 | 9.6138 | 9.5565 | 9.502 | 9.4509 | 9.3973 | 9.3427 | 9.2874 | 9.225 | 9.1632 | 9.102 | 9.0378 | 8.9856 | 8.9318 | 8.8821 | 8.8285 | 8.7761 | 8.7196 | 8.6628 | 8.6037 | 8.5473 | 8.4863 | 8.4256 | 8.3668 | 8.2999 | 8.2312 | 8.1603 | 8.0936 | 8.0141 | 7.936 | 7.8564 | 7.764 | 7.6823 | 7.5849 | 7.4806 | 7.3551 | 7.2229 | 7.0699 | 6.9011 | 6.7317 | 6.5217 | 6.2779 | 6.0189 | 5.5822 | 4.8682 | 4.8682
38 | Tailem Bend | H114 | FY2019 | 21.2375 | 18.2422 | 16.9931 | 16.2092 | 15.7358 | 15.3932 | 15.1179 | 14.8691 | 14.664 | 14.47 | 14.3069 | 14.1433 | 14.0147 | 13.8951 | 13.7716 | 13.6496 | 13.5348 | 13.4311 | 13.3366 | 13.2426 | 13.1589 | 13.0734 | 12.9817 | 12.899 | 12.8152 | 12.733 | 12.6485 | 12.5702 | 12.5027 | 12.4266 | 12.348 | 12.2807 | 12.2067 | 12.1411 | 12.0767 | 12.0083 | 11.9422 | 11.8751 | 11.8034 | 11.7385 | 11.6735 | 11.6045 | 11.5378 | 11.4731 | 11.4135 | 11.3527 | 11.2813 | 11.2188 | 11.1591 | 11.095 | 11.0253 | 10.959 | 10.8884 | 10.8186 | 10.7582 | 10.6896 | 10.6197 | 10.5554 | 10.4924 | 10.43 | 10.3712 | 10.3027 | 10.236 | 10.1731 | 10.1117 | 10.0455 | 9.9735 | 9.9066 | 9.8408 | 9.7728 | 9.6987 | 9.6325 | 9.5603 | 9.4818 | 9.4063 | 9.3345 | 9.2529 | 9.176 | 9.0955 | 9.0162 | 8.9346 | 8.8437 | 8.7523 | 8.6534 | 8.5573 | 8.462 | 8.3464 | 8.2214 | 8.1083 | 7.9849 | 7.8387 | 7.6934 | 7.5087 | 7.3208 | 7.1226 | 6.9179 | 6.6407 | 6.3224 | 5.963 | 5.2581 | 5.2581
39 | Templers | H478 | FY2017 | 23.5208 | 20.4627 | 19.5755 | 19.0233 | 18.5589 | 18.1327 | 17.7499 | 17.4032 | 17.0782 | 16.7788 | 16.4962 | 16.2782 | 16.0494 | 15.7997 | 15.5997 | 15.4011 | 15.2062 | 15.012 | 14.8283 | 14.645 | 14.4897 | 14.3364 | 14.1974 | 14.0548 | 13.9235 | 13.7846 | 13.644 | 13.5065 | 13.3738 | 13.2365 | 13.114 | 12.9967 | 12.8883 | 12.7833 | 12.6757 | 12.5834 | 12.4958 | 12.4001 | 12.2967 | 12.1994 | 12.1031 | 12.0045 | 11.9159 | 11.8269 | 11.7482 | 11.6576 | 11.57 | 11.4849 | 11.4004 | 11.3239 | 11.2475 | 11.1751 | 11.0988 | 11.0192 | 10.9456 | 10.878 | 10.8135 | 10.7414 | 10.6727 | 10.5983 | 10.5281 | 10.4513 | 10.3766 | 10.2996 | 10.225 | 10.1414 | 10.0596 | 9.9815 | 9.9107 | 9.8359 | 9.7585 | 9.6815 | 9.5965 | 9.5135 | 9.4235 | 9.333 | 9.2277 | 9.127 | 9.0267 | 8.9078 | 8.7821 | 8.6579 | 8.525 | 8.378 | 8.2345 | 8.082 | 7.8889 | 7.6859 | 7.4792 | 7.2807 | 7.0735 | 6.8609 | 6.6361 | 6.3666 | 6.0891 | 5.7669 | 5.3698 | 4.8796 | 4.3373 | 3.0401 | 3.0401
39 | Templers | H478 | FY2018 | 23.6268 | 21.1983 | 20.3063 | 19.639 | 19.1214 | 18.666 | 18.2673 | 17.9223 | 17.5773 | 17.2604 | 16.9687 | 16.6655 | 16.3796 | 16.132 | 15.9068 | 15.6887 | 15.4888 | 15.3075 | 15.0998 | 14.9194 | 14.759 | 14.5969 | 14.4438 | 14.2967 | 14.1498 | 14.0072 | 13.8747 | 13.7418 | 13.6168 | 13.5012 | 13.3921 | 13.2772 | 13.1551 | 13.0407 | 12.9324 | 12.834 | 12.7403 | 12.6425 | 12.5545 | 12.4577 | 12.3603 | 12.2646 | 12.1739 | 12.0869 | 12.0026 | 11.9113 | 11.8215 | 11.7455 | 11.6671 | 11.5854 | 11.5092 | 11.4351 | 11.3649 | 11.2931 | 11.2174 | 11.1457 | 11.0774 | 11.0082 | 10.936 | 10.8569 | 10.7837 | 10.7069 | 10.6339 | 10.5561 | 10.4805 | 10.4109 | 10.3326 | 10.2509 | 10.1728 | 10.1025 | 10.0204 | 9.9214 | 9.8022 | 9.6864 | 9.5791 | 9.4547 | 9.3258 | 9.2039 | 9.0788 | 8.9407 | 8.7976 | 8.6533 | 8.5089 | 8.3403 | 8.1634 | 7.9468 | 7.7522 | 7.5193 | 7.2806 | 7.0357 | 6.7904 | 6.5192 | 6.2287 | 5.918 | 5.6183 | 5.2994 | 4.9658 | 4.4993 | 3.817 | 2.5821 | 2.5821
39 | Templers | H478 | FY2019 | 25.1228 | 21.4668 | 20.1425 | 19.1509 | 18.4679 | 17.9728 | 17.5338 | 17.1201 | 16.7625 | 16.4628 | 16.164 | 15.8936 | 15.6253 | 15.3833 | 15.153 | 14.9537 | 14.7456 | 14.5523 | 14.3776 | 14.204 | 14.0434 | 13.8958 | 13.7679 | 13.6257 | 13.501 | 13.3758 | 13.2619 | 13.1421 | 13.032 | 12.927 | 12.8138 | 12.702 | 12.6007 | 12.4928 | 12.3917 | 12.2976 | 12.2008 | 12.1108 | 12.0215 | 11.9304 | 11.8418 | 11.7476 | 11.6577 | 11.5654 | 11.4728 | 11.3847 | 11.3044 | 11.2232 | 11.1425 | 11.0647 | 10.9818 | 10.9067 | 10.8295 | 10.75 | 10.6766 | 10.5946 | 10.501 | 10.415 | 10.3281 | 10.2235 | 10.1148 | 10.0087 | 9.9121 | 9.816 | 9.6979 | 9.5908 | 9.4785 | 9.3552 | 9.2213 | 9.0947 | 8.9672 | 8.8419 | 8.7081 | 8.5797 | 8.4513 | 8.3218 | 8.1784 | 8.0189 | 7.8637 | 7.6865 | 7.5054 | 7.3231 | 7.1356 | 6.915 | 6.6814 | 6.431 | 6.2234 | 6.0194 | 5.7871 | 5.5494 | 5.3126 | 5.0664 | 4.817 | 4.5557 | 4.2251 | 3.8668 | 3.4658 | 3.0557 | 2.5589 | 1.4683 | 1.4683
40 | Waterloo | T378 | FY2017 | 9.1212 | 6.487 | 6.1531 | 5.9153 | 5.7349 | 5.5935 | 5.4759 | 5.3692 | 5.271 | 5.1756 | 5.0861 | 5.0087 | 4.9436 | 4.8801 | 4.8119 | 4.7608 | 4.7012 | 4.6429 | 4.5831 | 4.5283 | 4.4763 | 4.4239 | 4.3774 | 4.3297 | 4.2798 | 4.2366 | 4.1905 | 4.1409 | 4.0953 | 4.0552 | 4.0165 | 3.9788 | 3.9441 | 3.908 | 3.8735 | 3.8371 | 3.8023 | 3.7677 | 3.7376 | 3.7071 | 3.6776 | 3.6498 | 3.6195 | 3.59 | 3.5636 | 3.533 | 3.5053 | 3.4784 | 3.4513 | 3.4264 | 3.4014 | 3.376 | 3.351 | 3.3263 | 3.302 | 3.2778 | 3.2529 | 3.2268 | 3.1997 | 3.1748 | 3.1502 | 3.1285 | 3.1056 | 3.0809 | 3.0562 | 3.0311 | 3.0055 | 2.9806 | 2.9547 | 2.9289 | 2.9025 | 2.8756 | 2.8507 | 2.8224 | 2.7953 | 2.7648 | 2.7331 | 2.6985 | 2.6672 | 2.6328 | 2.594 | 2.5576 | 2.5217 | 2.4802 | 2.4416 | 2.3931 | 2.335 | 2.2743 | 2.2015 | 2.1289 | 2.0537 | 1.9731 | 1.8871 | 1.792 | 1.6903 | 1.5673 | 1.4271 | 1.2588 | 1.0494 | 0.68951 | 0.68951
40 | Waterloo | T378 | FY2018 | 7.0636 | 6.1874 | 5.9201 | 5.7261 | 5.5745 | 5.4465 | 5.3214 | 5.2271 | 5.1321 | 5.0368 | 4.9529 | 4.8699 | 4.7873 | 4.7151 | 4.6479 | 4.5888 | 4.5349 | 4.4762 | 4.4236 | 4.3717 | 4.3223 | 4.2755 | 4.2329 | 4.1911 | 4.1503 | 4.1106 | 4.0737 | 4.0328 | 3.9969 | 3.9627 | 3.9284 | 3.8981 | 3.8653 | 3.8347 | 3.8051 | 3.7745 | 3.7448 | 3.7162 | 3.6868 | 3.6566 | 3.6319 | 3.604 | 3.5737 | 3.5488 | 3.5254 | 3.499 | 3.473 | 3.4508 | 3.4281 | 3.4033 | 3.3775 | 3.351 | 3.3291 | 3.3054 | 3.2779 | 3.2529 | 3.2309 | 3.2067 | 3.1808 | 3.1569 | 3.132 | 3.1074 | 3.0832 | 3.0611 | 3.034 | 3.0057 | 2.979 | 2.9522 | 2.9251 | 2.8961 | 2.8693 | 2.8443 | 2.8146 | 2.7893 | 2.7629 | 2.7322 | 2.7021 | 2.6728 | 2.6402 | 2.6025 | 2.5672 | 2.5312 | 2.4902 | 2.4438 | 2.3952 | 2.3458 | 2.2929 | 2.235 | 2.1718 | 2.1029 | 2.0275 | 1.9427 | 1.8585 | 1.766 | 1.6781 | 1.5836 | 1.4879 | 1.3614 | 1.163 | 0.85857 | 0.85857
40 | Waterloo | T378 | FY2019 | 9.7405 | 7.8678 | 7.0804 | 6.4545 | 6.0911 | 5.8793 | 5.7057 | 5.5648 | 5.4396 | 5.3296 | 5.2358 | 5.1484 | 5.0652 | 4.9935 | 4.9203 | 4.8467 | 4.7748 | 4.711 | 4.6519 | 4.5886 | 4.5376 | 4.4861 | 4.4286 | 4.3775 | 4.3286 | 4.2826 | 4.2396 | 4.1936 | 4.1559 | 4.1181 | 4.0783 | 4.0456 | 4.0087 | 3.974 | 3.9395 | 3.9025 | 3.87 | 3.8377 | 3.8043 | 3.7723 | 3.7405 | 3.7085 | 3.6762 | 3.6452 | 3.6153 | 3.5835 | 3.5529 | 3.5216 | 3.4923 | 3.4638 | 3.4366 | 3.41 | 3.3812 | 3.3521 | 3.3271 | 3.3038 | 3.2785 | 3.2531 | 3.2252 | 3.1984 | 3.1712 | 3.1432 | 3.1186 | 3.0915 | 3.066 | 3.0368 | 3.0099 | 2.9842 | 2.9562 | 2.9293 | 2.9042 | 2.8763 | 2.8466 | 2.815 | 2.787 | 2.7578 | 2.7256 | 2.6887 | 2.6524 | 2.6126 | 2.5647 | 2.5165 | 2.4529 | 2.3786 | 2.2949 | 2.213 | 2.1369 | 2.0623 | 1.9768 | 1.8959 | 1.8118 | 1.727 | 1.628 | 1.5308 | 1.4357 | 1.3274 | 1.2117 | 1.0932 | 0.93943 | 0.616 | 0.616
41 | Kilburn | H373 | FY2017 | 366.7771 | 312.4823 | 296.8119 | 287.886 | 281.0699 | 275.9174 | 270.7997 | 266.7301 | 262.6961 | 259.1534 | 255.8299 | 252.7627 | 250.1154 | 247.5871 | 245.1883 | 242.9547 | 240.5895 | 238.4453 | 236.287 | 234.3848 | 232.5868 | 230.4915 | 228.3978 | 226.5564 | 224.8839 | 223.2914 | 221.7157 | 220.0417 | 218.4545 | 216.9895 | 215.2936 | 213.8705 | 212.4062 | 210.9636 | 209.5739 | 208.3302 | 207.1788 | 205.9988 | 204.5909 | 203.2575 | 202.0318 | 200.6187 | 199.0828 | 197.5845 | 196.1568 | 194.6714 | 193.0848 | 191.4446 | 189.6814 | 188.1914 | 186.8622 | 185.3039 | 183.7956 | 182.4455 | 181.2816 | 180.0924 | 178.8328 | 177.555 | 176.113 | 174.752 | 173.5426 | 172.2984 | 171.0581 | 169.8174 | 168.5732 | 167.3781 | 166.1695 | 164.939 | 163.7184 | 162.4558 | 161.2826 | 160.2893 | 159.2228 | 157.9705 | 156.8122 | 155.6171 | 154.4317 | 153.1353 | 151.9254 | 150.6432 | 149.3512 | 148.0392 | 146.6713 | 145.3016 | 143.948 | 142.5086 | 140.9803 | 139.5285 | 137.8424 | 136.1243 | 134.4308 | 132.7442 | 130.851 | 128.7865 | 126.4318 | 124.1496 | 120.9052 | 116.9709 | 111.7521 | 96.9283 | 96.9283
41 | Kilburn | H373 | FY2018 | 346.1895 | 310.0875 | 294.0125 | 284.6656 | 277.9771 | 272.7466 | 268.1027 | 263.7996 | 260.2232 | 256.4978 | 252.8614 | 249.3879 | 245.9799 | 243.0893 | 240.2154 | 237.8401 | 235.3426 | 232.6879 | 230.243 | 227.9751 | 225.8353 | 223.6712 | 221.5848 | 219.5913 | 217.7344 | 215.9126 | 214.1981 | 212.777 | 211.2892 | 209.8243 | 208.3713 | 207.0763 | 205.7156 | 204.2711 | 202.8221 | 201.4024 | 199.9091 | 198.4892 | 196.9682 | 195.6029 | 194.3935 | 193.0988 | 191.8173 | 190.5983 | 189.3761 | 188.1362 | 186.8448 | 185.5491 | 184.274 | 182.9512 | 181.6372 | 180.3674 | 178.9611 | 177.6565 | 176.3619 | 175.126 | 174.0255 | 172.8517 | 171.6115 | 170.4947 | 169.3283 | 168.2839 | 167.116 | 165.9034 | 164.6203 | 163.4339 | 162.3565 | 161.1406 | 159.9461 | 158.8379 | 157.7009 | 156.5513 | 155.4207 | 154.2548 | 153.0707 | 152.0217 | 150.8478 | 149.6774 | 148.5157 | 147.3904 | 146.2233 | 145.0182 | 143.7156 | 142.5191 | 141.2581 | 139.8518 | 138.1929 | 136.5349 | 134.7954 | 133.1911 | 131.4058 | 129.4853 | 127.5424 | 125.3904 | 123.229 | 120.3652 | 116.423 | 110.4185 | 103.0548 | 92.0412 | 92.0412
41 | Kilburn | H373 | FY2019 | 350.601 | 307.0467 | 287.0539 | 276.7954 | 269.3859 | 263.3818 | 258.3203 | 253.6751 | 249.1732 | 245.1593 | 241.6051 | 238.4736 | 234.9778 | 232.2485 | 229.8643 | 227.5324 | 225.1246 | 222.7615 | 220.4716 | 218.3616 | 216.3151 | 214.331 | 212.6662 | 211.055 | 209.3741 | 207.6112 | 206.0593 | 204.5748 | 203.0483 | 201.5597 | 200.1111 | 198.5433 | 197.0559 | 195.679 | 194.2133 | 192.7868 | 191.4543 | 190.0827 | 188.7579 | 187.5237 | 186.2061 | 184.9465 | 183.6953 | 182.4043 | 181.0928 | 179.7534 | 178.439 | 177.1914 | 176.0329 | 174.8097 | 173.7321 | 172.6596 | 171.5561 | 170.5665 | 169.4781 | 168.4666 | 167.443 | 166.5247 | 165.6185 | 164.6917 | 163.7176 | 162.7295 | 161.7573 | 160.7469 | 159.6131 | 158.7243 | 157.8272 | 156.9131 | 156.102 | 155.1804 | 154.3295 | 153.4434 | 152.509 | 151.5755 | 150.5873 | 149.6342 | 148.6697 | 147.7256 | 146.6092 | 145.5352 | 144.4538 | 143.1645 | 141.9483 | 140.6873 | 139.2175 | 137.8219 | 136.4843 | 134.8697 | 133.1787 | 131.5036 | 129.682 | 127.7796 | 125.8108 | 123.4722 | 120.6103 | 115.8888 | 110.4714 | 102.8768 | 93.4699 | 82.0007 | 82.0007
42 | Le Fevre | H510 | FY2017 | 366.7771 | 312.4823 | 296.8119 | 287.886 | 281.0699 | 275.9174 | 270.7997 | 266.7301 | 262.6961 | 259.1534 | 255.8299 | 252.7627 | 250.1154 | 247.5871 | 245.1883 | 242.9547 | 240.5895 | 238.4453 | 236.287 | 234.3848 | 232.5868 | 230.4915 | 228.3978 | 226.5564 | 224.8839 | 223.2914 | 221.7157 | 220.0417 | 218.4545 | 216.9895 | 215.2936 | 213.8705 | 212.4062 | 210.9636 | 209.5739 | 208.3302 | 207.1788 | 205.9988 | 204.5909 | 203.2575 | 202.0318 | 200.6187 | 199.0828 | 197.5845 | 196.1568 | 194.6714 | 193.0848 | 191.4446 | 189.6814 | 188.1914 | 186.8622 | 185.3039 | 183.7956 | 182.4455 | 181.2816 | 180.0924 | 178.8328 | 177.555 | 176.113 | 174.752 | 173.5426 | 172.2984 | 171.0581 | 169.8174 | 168.5732 | 167.3781 | 166.1695 | 164.939 | 163.7184 | 162.4558 | 161.2826 | 160.2893 | 159.2228 | 157.9705 | 156.8122 | 155.6171 | 154.4317 | 153.1353 | 151.9254 | 150.6432 | 149.3512 | 148.0392 | 146.6713 | 145.3016 | 143.948 | 142.5086 | 140.9803 | 139.5285 | 137.8424 | 136.1243 | 134.4308 | 132.7442 | 130.851 | 128.7865 | 126.4318 | 124.1496 | 120.9052 | 116.9709 | 111.7521 | 96.9283 | 96.9283
42 | Le Fevre | H510 | FY2018 | 346.1895 | 310.0875 | 294.0125 | 284.6656 | 277.9771 | 272.7466 | 268.1027 | 263.7996 | 260.2232 | 256.4978 | 252.8614 | 249.3879 | 245.9799 | 243.0893 | 240.2154 | 237.8401 | 235.3426 | 232.6879 | 230.243 | 227.9751 | 225.8353 | 223.6712 | 221.5848 | 219.5913 | 217.7344 | 215.9126 | 214.1981 | 212.777 | 211.2892 | 209.8243 | 208.3713 | 207.0763 | 205.7156 | 204.2711 | 202.8221 | 201.4024 | 199.9091 | 198.4892 | 196.9682 | 195.6029 | 194.3935 | 193.0988 | 191.8173 | 190.5983 | 189.3761 | 188.1362 | 186.8448 | 185.5491 | 184.274 | 182.9512 | 181.6372 | 180.3674 | 178.9611 | 177.6565 | 176.3619 | 175.126 | 174.0255 | 172.8517 | 171.6115 | 170.4947 | 169.3283 | 168.2839 | 167.116 | 165.9034 | 164.6203 | 163.4339 | 162.3565 | 161.1406 | 159.9461 | 158.8379 | 157.7009 | 156.5513 | 155.4207 | 154.2548 | 153.0707 | 152.0217 | 150.8478 | 149.6774 | 148.5157 | 147.3904 | 146.2233 | 145.0182 | 143.7156 | 142.5191 | 141.2581 | 139.8518 | 138.1929 | 136.5349 | 134.7954 | 133.1911 | 131.4058 | 129.4853 | 127.5424 | 125.3904 | 123.229 | 120.3652 | 116.423 | 110.4185 | 103.0548 | 92.0412 | 92.0412
42 | Le Fevre | H510 | FY2019 | 350.601 | 307.0467 | 287.0539 | 276.7954 | 269.3859 | 263.3818 | 258.3203 | 253.6751 | 249.1732 | 245.1593 | 241.6051 | 238.4736 | 234.9778 | 232.2485 | 229.8643 | 227.5324 | 225.1246 | 222.7615 | 220.4716 | 218.3616 | 216.3151 | 214.331 | 212.6662 | 211.055 | 209.3741 | 207.6112 | 206.0593 | 204.5748 | 203.0483 | 201.5597 | 200.1111 | 198.5433 | 197.0559 | 195.679 | 194.2133 | 192.7868 | 191.4543 | 190.0827 | 188.7579 | 187.5237 | 186.2061 | 184.9465 | 183.6953 | 182.4043 | 181.0928 | 179.7534 | 178.439 | 177.1914 | 176.0329 | 174.8097 | 173.7321 | 172.6596 | 171.5561 | 170.5665 | 169.4781 | 168.4666 | 167.443 | 166.5247 | 165.6185 | 164.6917 | 163.7176 | 162.7295 | 161.7573 | 160.7469 | 159.6131 | 158.7243 | 157.8272 | 156.9131 | 156.102 | 155.1804 | 154.3295 | 153.4434 | 152.509 | 151.5755 | 150.5873 | 149.6342 | 148.6697 | 147.7256 | 146.6092 | 145.5352 | 144.4538 | 143.1645 | 141.9483 | 140.6873 | 139.2175 | 137.8219 | 136.4843 | 134.8697 | 133.1787 | 131.5036 | 129.682 | 127.7796 | 125.8108 | 123.4722 | 120.6103 | 115.8888 | 110.4714 | 102.8768 | 93.4699 | 82.0007 | 82.0007
43 | New Osborne | U547 | FY2017 | 366.7771 | 312.4823 | 296.8119 | 287.886 | 281.0699 | 275.9174 | 270.7997 | 266.7301 | 262.6961 | 259.1534 | 255.8299 | 252.7627 | 250.1154 | 247.5871 | 245.1883 | 242.9547 | 240.5895 | 238.4453 | 236.287 | 234.3848 | 232.5868 | 230.4915 | 228.3978 | 226.5564 | 224.8839 | 223.2914 | 221.7157 | 220.0417 | 218.4545 | 216.9895 | 215.2936 | 213.8705 | 212.4062 | 210.9636 | 209.5739 | 208.3302 | 207.1788 | 205.9988 | 204.5909 | 203.2575 | 202.0318 | 200.6187 | 199.0828 | 197.5845 | 196.1568 | 194.6714 | 193.0848 | 191.4446 | 189.6814 | 188.1914 | 186.8622 | 185.3039 | 183.7956 | 182.4455 | 181.2816 | 180.0924 | 178.8328 | 177.555 | 176.113 | 174.752 | 173.5426 | 172.2984 | 171.0581 | 169.8174 | 168.5732 | 167.3781 | 166.1695 | 164.939 | 163.7184 | 162.4558 | 161.2826 | 160.2893 | 159.2228 | 157.9705 | 156.8122 | 155.6171 | 154.4317 | 153.1353 | 151.9254 | 150.6432 | 149.3512 | 148.0392 | 146.6713 | 145.3016 | 143.948 | 142.5086 | 140.9803 | 139.5285 | 137.8424 | 136.1243 | 134.4308 | 132.7442 | 130.851 | 128.7865 | 126.4318 | 124.1496 | 120.9052 | 116.9709 | 111.7521 | 96.9283 | 96.9283
43 | New Osborne | U547 | FY2018 | 346.1895 | 310.0875 | 294.0125 | 284.6656 | 277.9771 | 272.7466 | 268.1027 | 263.7996 | 260.2232 | 256.4978 | 252.8614 | 249.3879 | 245.9799 | 243.0893 | 240.2154 | 237.8401 | 235.3426 | 232.6879 | 230.243 | 227.9751 | 225.8353 | 223.6712 | 221.5848 | 219.5913 | 217.7344 | 215.9126 | 214.1981 | 212.777 | 211.2892 | 209.8243 | 208.3713 | 207.0763 | 205.7156 | 204.2711 | 202.8221 | 201.4024 | 199.9091 | 198.4892 | 196.9682 | 195.6029 | 194.3935 | 193.0988 | 191.8173 | 190.5983 | 189.3761 | 188.1362 | 186.8448 | 185.5491 | 184.274 | 182.9512 | 181.6372 | 180.3674 | 178.9611 | 177.6565 | 176.3619 | 175.126 | 174.0255 | 172.8517 | 171.6115 | 170.4947 | 169.3283 | 168.2839 | 167.116 | 165.9034 | 164.6203 | 163.4339 | 162.3565 | 161.1406 | 159.9461 | 158.8379 | 157.7009 | 156.5513 | 155.4207 | 154.2548 | 153.0707 | 152.0217 | 150.8478 | 149.6774 | 148.5157 | 147.3904 | 146.2233 | 145.0182 | 143.7156 | 142.5191 | 141.2581 | 139.8518 | 138.1929 | 136.5349 | 134.7954 | 133.1911 | 131.4058 | 129.4853 | 127.5424 | 125.3904 | 123.229 | 120.3652 | 116.423 | 110.4185 | 103.0548 | 92.0412 | 92.0412
43 | New Osborne | U547 | FY2019 | 350.601 | 307.0467 | 287.0539 | 276.7954 | 269.3859 | 263.3818 | 258.3203 | 253.6751 | 249.1732 | 245.1593 | 241.6051 | 238.4736 | 234.9778 | 232.2485 | 229.8643 | 227.5324 | 225.1246 | 222.7615 | 220.4716 | 218.3616 | 216.3151 | 214.331 | 212.6662 | 211.055 | 209.3741 | 207.6112 | 206.0593 | 204.5748 | 203.0483 | 201.5597 | 200.1111 | 198.5433 | 197.0559 | 195.679 | 194.2133 | 192.7868 | 191.4543 | 190.0827 | 188.7579 | 187.5237 | 186.2061 | 184.9465 | 183.6953 | 182.4043 | 181.0928 | 179.7534 | 178.439 | 177.1914 | 176.0329 | 174.8097 | 173.7321 | 172.6596 | 171.5561 | 170.5665 | 169.4781 | 168.4666 | 167.443 | 166.5247 | 165.6185 | 164.6917 | 163.7176 | 162.7295 | 161.7573 | 160.7469 | 159.6131 | 158.7243 | 157.8272 | 156.9131 | 156.102 | 155.1804 | 154.3295 | 153.4434 | 152.509 | 151.5755 | 150.5873 | 149.6342 | 148.6697 | 147.7256 | 146.6092 | 145.5352 | 144.4538 | 143.1645 | 141.9483 | 140.6873 | 139.2175 | 137.8219 | 136.4843 | 134.8697 | 133.1787 | 131.5036 | 129.682 | 127.7796 | 125.8108 | 123.4722 | 120.6103 | 115.8888 | 110.4714 | 102.8768 | 93.4699 | 82.0007 | 82.0007
44 | Torrens Island A | H255 | FY2017 | 366.7771 | 312.4823 | 296.8119 | 287.886 | 281.0699 | 275.9174 | 270.7997 | 266.7301 | 262.6961 | 259.1534 | 255.8299 | 252.7627 | 250.1154 | 247.5871 | 245.1883 | 242.9547 | 240.5895 | 238.4453 | 236.287 | 234.3848 | 232.5868 | 230.4915 | 228.3978 | 226.5564 | 224.8839 | 223.2914 | 221.7157 | 220.0417 | 218.4545 | 216.9895 | 215.2936 | 213.8705 | 212.4062 | 210.9636 | 209.5739 | 208.3302 | 207.1788 | 205.9988 | 204.5909 | 203.2575 | 202.0318 | 200.6187 | 199.0828 | 197.5845 | 196.1568 | 194.6714 | 193.0848 | 191.4446 | 189.6814 | 188.1914 | 186.8622 | 185.3039 | 183.7956 | 182.4455 | 181.2816 | 180.0924 | 178.8328 | 177.555 | 176.113 | 174.752 | 173.5426 | 172.2984 | 171.0581 | 169.8174 | 168.5732 | 167.3781 | 166.1695 | 164.939 | 163.7184 | 162.4558 | 161.2826 | 160.2893 | 159.2228 | 157.9705 | 156.8122 | 155.6171 | 154.4317 | 153.1353 | 151.9254 | 150.6432 | 149.3512 | 148.0392 | 146.6713 | 145.3016 | 143.948 | 142.5086 | 140.9803 | 139.5285 | 137.8424 | 136.1243 | 134.4308 | 132.7442 | 130.851 | 128.7865 | 126.4318 | 124.1496 | 120.9052 | 116.9709 | 111.7521 | 96.9283 | 96.9283
44 | Torrens Island A | H255 | FY2018 | 346.1895 | 310.0875 | 294.0125 | 284.6656 | 277.9771 | 272.7466 | 268.1027 | 263.7996 | 260.2232 | 256.4978 | 252.8614 | 249.3879 | 245.9799 | 243.0893 | 240.2154 | 237.8401 | 235.3426 | 232.6879 | 230.243 | 227.9751 | 225.8353 | 223.6712 | 221.5848 | 219.5913 | 217.7344 | 215.9126 | 214.1981 | 212.777 | 211.2892 | 209.8243 | 208.3713 | 207.0763 | 205.7156 | 204.2711 | 202.8221 | 201.4024 | 199.9091 | 198.4892 | 196.9682 | 195.6029 | 194.3935 | 193.0988 | 191.8173 | 190.5983 | 189.3761 | 188.1362 | 186.8448 | 185.5491 | 184.274 | 182.9512 | 181.6372 | 180.3674 | 178.9611 | 177.6565 | 176.3619 | 175.126 | 174.0255 | 172.8517 | 171.6115 | 170.4947 | 169.3283 | 168.2839 | 167.116 | 165.9034 | 164.6203 | 163.4339 | 162.3565 | 161.1406 | 159.9461 | 158.8379 | 157.7009 | 156.5513 | 155.4207 | 154.2548 | 153.0707 | 152.0217 | 150.8478 | 149.6774 | 148.5157 | 147.3904 | 146.2233 | 145.0182 | 143.7156 | 142.5191 | 141.2581 | 139.8518 | 138.1929 | 136.5349 | 134.7954 | 133.1911 | 131.4058 | 129.4853 | 127.5424 | 125.3904 | 123.229 | 120.3652 | 116.423 | 110.4185 | 103.0548 | 92.0412 | 92.0412
44 | Torrens Island A | H255 | FY2019 | 350.601 | 307.0467 | 287.0539 | 276.7954 | 269.3859 | 263.3818 | 258.3203 | 253.6751 | 249.1732 | 245.1593 | 241.6051 | 238.4736 | 234.9778 | 232.2485 | 229.8643 | 227.5324 | 225.1246 | 222.7615 | 220.4716 | 218.3616 | 216.3151 | 214.331 | 212.6662 | 211.055 | 209.3741 | 207.6112 | 206.0593 | 204.5748 | 203.0483 | 201.5597 | 200.1111 | 198.5433 | 197.0559 | 195.679 | 194.2133 | 192.7868 | 191.4543 | 190.0827 | 188.7579 | 187.5237 | 186.2061 | 184.9465 | 183.6953 | 182.4043 | 181.0928 | 179.7534 | 178.439 | 177.1914 | 176.0329 | 174.8097 | 173.7321 | 172.6596 | 171.5561 | 170.5665 | 169.4781 | 168.4666 | 167.443 | 166.5247 | 165.6185 | 164.6917 | 163.7176 | 162.7295 | 161.7573 | 160.7469 | 159.6131 | 158.7243 | 157.8272 | 156.9131 | 156.102 | 155.1804 | 154.3295 | 153.4434 | 152.509 | 151.5755 | 150.5873 | 149.6342 | 148.6697 | 147.7256 | 146.6092 | 145.5352 | 144.4538 | 143.1645 | 141.9483 | 140.6873 | 139.2175 | 137.8219 | 136.4843 | 134.8697 | 133.1787 | 131.5036 | 129.682 | 127.7796 | 125.8108 | 123.4722 | 120.6103 | 115.8888 | 110.4714 | 102.8768 | 93.4699 | 82.0007 | 82.0007
45 | Whyalla Central | T575 | FY2017 | 60.5055 | 58.071 | 56.7423 | 55.75 | 54.9857 | 54.3588 | 53.7617 | 53.1885 | 52.6741 | 52.2242 | 51.8053 | 51.3937 | 51.038 | 50.7286 | 50.4351 | 50.1299 | 49.8166 | 49.5061 | 49.2212 | 48.9831 | 48.7058 | 48.4379 | 48.1822 | 47.9161 | 47.6838 | 47.4407 | 47.1904 | 46.9591 | 46.7443 | 46.5195 | 46.3233 | 46.1272 | 45.899 | 45.6717 | 45.425 | 45.2078 | 44.9799 | 44.7409 | 44.5247 | 44.2908 | 44.0696 | 43.8632 | 43.6629 | 43.464 | 43.2594 | 43.045 | 42.8125 | 42.6011 | 42.3603 | 42.1241 | 41.9015 | 41.6894 | 41.4735 | 41.2482 | 41.024 | 40.7931 | 40.5706 | 40.3362 | 40.1185 | 39.9044 | 39.6673 | 39.4247 | 39.156 | 38.8553 | 38.6093 | 38.3336 | 38.0884 | 37.8218 | 37.552 | 37.2915 | 37.0362 | 36.7261 | 36.4598 | 36.1575 | 35.855 | 35.4747 | 35.0949 | 34.7023 | 34.2968 | 33.8752 | 33.4792 | 33.0933 | 32.6598 | 32.1826 | 31.7089 | 31.1998 | 30.679 | 30.1385 | 29.585 | 28.9737 | 28.3252 | 27.6636 | 26.8745 | 25.9592 | 24.7374 | 23.0503 | 21.5521 | 18.9679 | 14.0374 | 4.8482 | 4.8482
45 | Whyalla Central | T575 | FY2018 | 62.6831 | 58.8581 | 57.1904 | 56.0048 | 55.1406 | 54.4518 | 53.8899 | 53.4086 | 52.95 | 52.5241 | 52.1342 | 51.7586 | 51.4168 | 51.1056 | 50.7901 | 50.4903 | 50.2238 | 49.9637 | 49.711 | 49.4466 | 49.1547 | 48.9118 | 48.6842 | 48.4669 | 48.246 | 48.0527 | 47.836 | 47.6221 | 47.3976 | 47.177 | 46.9699 | 46.7643 | 46.5535 | 46.3436 | 46.1453 | 45.9535 | 45.757 | 45.5681 | 45.3714 | 45.1889 | 45.0173 | 44.8273 | 44.6236 | 44.4494 | 44.2656 | 44.095 | 43.9123 | 43.7196 | 43.5553 | 43.3724 | 43.1902 | 43.0107 | 42.8259 | 42.6357 | 42.4414 | 42.2372 | 42.0604 | 41.8438 | 41.6519 | 41.4687 | 41.2653 | 41.033 | 40.8286 | 40.6045 | 40.3832 | 40.1579 | 39.9331 | 39.7053 | 39.4816 | 39.2384 | 38.9605 | 38.714 | 38.4753 | 38.2085 | 37.9497 | 37.6855 | 37.4123 | 37.1275 | 36.8741 | 36.6187 | 36.3044 | 36.0049 | 35.6527 | 35.3014 | 34.9354 | 34.5159 | 34.0955 | 33.6157 | 33.1549 | 32.6523 | 32.1702 | 31.6396 | 31.1189 | 30.4407 | 29.7131 | 28.9365 | 27.9847 | 26.6104 | 24.5361 | 19.8438 | 19.8438
45 | Whyalla Central | T575 | FY2019 | 64.5054 | 60.9734 | 59.4972 | 58.4053 | 57.6456 | 56.9944 | 56.4524 | 55.9677 | 55.512 | 55.0726 | 54.66 | 54.3131 | 53.9992 | 53.7053 | 53.3922 | 53.1318 | 52.8235 | 52.5465 | 52.2811 | 52.0131 | 51.7241 | 51.4694 | 51.2313 | 50.9906 | 50.7412 | 50.5019 | 50.2442 | 50.0027 | 49.7827 | 49.5686 | 49.3554 | 49.1471 | 48.9298 | 48.7264 | 48.5202 | 48.2899 | 48.0806 | 47.8983 | 47.7144 | 47.4849 | 47.272 | 47.0842 | 46.8778 | 46.6655 | 46.4438 | 46.217 | 46.0174 | 45.8038 | 45.5697 | 45.337 | 45.1049 | 44.8878 | 44.6425 | 44.4132 | 44.1956 | 43.9769 | 43.742 | 43.491 | 43.2473 | 42.9932 | 42.7486 | 42.5076 | 42.2741 | 42.0462 | 41.8033 | 41.5464 | 41.2858 | 41.0188 | 40.7401 | 40.4743 | 40.1943 | 39.9328 | 39.678 | 39.4402 | 39.1555 | 38.8176 | 38.4993 | 38.2149 | 37.9242 | 37.5845 | 37.2462 | 36.8827 | 36.5177 | 36.1912 | 35.8194 | 35.4418 | 34.9936 | 34.5143 | 34.0461 | 33.5423 | 32.984 | 32.3537 | 31.6741 | 31.0238 | 30.3603 | 29.5589 | 28.5341 | 27.1413 | 25.1361 | 21.6451 | 21.6451
46 | Wudinna | T320 | FY2017 | 10.7624 | 9.4898 | 9.0728 | 8.7914 | 8.5672 | 8.3733 | 8.2144 | 8.0667 | 7.928 | 7.8047 | 7.6812 | 7.5722 | 7.4694 | 7.3591 | 7.2622 | 7.1649 | 7.0768 | 6.992 | 6.9041 | 6.8206 | 6.7479 | 6.6701 | 6.5979 | 6.5367 | 6.4724 | 6.4045 | 6.3457 | 6.288 | 6.2314 | 6.1787 | 6.124 | 6.0721 | 6.0223 | 5.9759 | 5.9309 | 5.8843 | 5.8365 | 5.7935 | 5.7503 | 5.7074 | 5.6623 | 5.6227 | 5.5825 | 5.5427 | 5.5032 | 5.4687 | 5.4294 | 5.3921 | 5.3529 | 5.3153 | 5.2748 | 5.2355 | 5.1979 | 5.1644 | 5.1281 | 5.0936 | 5.0587 | 5.0267 | 4.9898 | 4.9502 | 4.9133 | 4.8744 | 4.8402 | 4.8017 | 4.7621 | 4.723 | 4.6856 | 4.6487 | 4.6121 | 4.5751 | 4.5366 | 4.4958 | 4.4572 | 4.4133 | 4.3699 | 4.3224 | 4.2781 | 4.2295 | 4.1672 | 4.0939 | 4.0078 | 3.9136 | 3.8153 | 3.7157 | 3.618 | 3.5167 | 3.4102 | 3.3029 | 3.1956 | 3.085 | 2.9783 | 2.8556 | 2.7434 | 2.6108 | 2.4715 | 2.3194 | 2.1798 | 1.9986 | 1.6107 | 0.2091 | 0.2091
46 | Wudinna | T320 | FY2018 | 10.5257 | 9.0695 | 8.6625 | 8.3793 | 8.1816 | 8.0123 | 7.8657 | 7.7254 | 7.582 | 7.4699 | 7.3598 | 7.2434 | 7.1294 | 7.0152 | 6.9062 | 6.8043 | 6.7108 | 6.6264 | 6.5452 | 6.4673 | 6.392 | 6.3242 | 6.2538 | 6.1906 | 6.1283 | 6.0682 | 6.0126 | 5.9603 | 5.9093 | 5.8607 | 5.8079 | 5.7581 | 5.7049 | 5.6556 | 5.6083 | 5.5696 | 5.5322 | 5.4905 | 5.45 | 5.4102 | 5.3705 | 5.33 | 5.289 | 5.2518 | 5.2143 | 5.1782 | 5.1413 | 5.1044 | 5.0712 | 5.0369 | 5.0015 | 4.9664 | 4.9298 | 4.8959 | 4.8638 | 4.8296 | 4.7956 | 4.7584 | 4.7234 | 4.6933 | 4.6623 | 4.63 | 4.5976 | 4.5664 | 4.5299 | 4.4994 | 4.4664 | 4.4304 | 4.3946 | 4.3583 | 4.3167 | 4.2742 | 4.2344 | 4.1925 | 4.1497 | 4.0993 | 4.0437 | 3.9809 | 3.8985 | 3.7987 | 3.6834 | 3.5701 | 3.4499 | 3.3375 | 3.2259 | 3.1081 | 2.9989 | 2.8661 | 2.7501 | 2.6419 | 2.5257 | 2.4014 | 2.2849 | 2.1517 | 2.0235 | 1.8936 | 1.7217 | 1.5478 | 1.3147 | 0.78607 | 0.78607
46 | Wudinna | T320 | FY2019 | 11.0898 | 9.0741 | 8.6302 | 8.3212 | 8.0986 | 7.9164 | 7.7494 | 7.5866 | 7.4579 | 7.3324 | 7.2065 | 7.0996 | 6.9997 | 6.9064 | 6.8193 | 6.7317 | 6.6453 | 6.5586 | 6.4743 | 6.4001 | 6.3277 | 6.2529 | 6.1811 | 6.1254 | 6.0632 | 5.9994 | 5.9421 | 5.8795 | 5.82 | 5.7635 | 5.714 | 5.6659 | 5.6176 | 5.5662 | 5.5204 | 5.4759 | 5.4342 | 5.3928 | 5.3493 | 5.308 | 5.2681 | 5.2308 | 5.1916 | 5.1522 | 5.1172 | 5.0816 | 5.044 | 5.0093 | 4.9751 | 4.9397 | 4.9036 | 4.8649 | 4.8256 | 4.7885 | 4.7562 | 4.7222 | 4.6834 | 4.6466 | 4.6111 | 4.5782 | 4.5464 | 4.5124 | 4.4774 | 4.4384 | 4.4011 | 4.3624 | 4.3223 | 4.2821 | 4.2411 | 4.1968 | 4.1529 | 4.1049 | 4.0535 | 3.9961 | 3.9066 | 3.8162 | 3.7213 | 3.6152 | 3.4988 | 3.3727 | 3.2527 | 3.1309 | 3.0022 | 2.8847 | 2.7553 | 2.6259 | 2.5021 | 2.3739 | 2.2426 | 2.1144 | 1.9813 | 1.8585 | 1.7356 | 1.6012 | 1.4686 | 1.3235 | 1.1477 | 0.92103 | 0.61321 | 0.014175 | 0.014175
47 | Yadnarie | T262 | FY2017 | 6.6602 | 5.6398 | 5.3864 | 5.1824 | 5.0317 | 4.9246 | 4.8137 | 4.7157 | 4.614 | 4.5111 | 4.4253 | 4.3512 | 4.2726 | 4.2077 | 4.1492 | 4.0842 | 4.0187 | 3.961 | 3.9008 | 3.854 | 3.8052 | 3.7535 | 3.703 | 3.6587 | 3.6165 | 3.5729 | 3.5348 | 3.4986 | 3.4627 | 3.4313 | 3.4019 | 3.3728 | 3.3423 | 3.3124 | 3.2868 | 3.2611 | 3.2331 | 3.2086 | 3.1863 | 3.1615 | 3.14 | 3.1176 | 3.0949 | 3.0713 | 3.0491 | 3.0286 | 3.0089 | 2.9891 | 2.9697 | 2.949 | 2.9283 | 2.9093 | 2.8871 | 2.8694 | 2.8493 | 2.8284 | 2.8072 | 2.7864 | 2.7655 | 2.7462 | 2.7252 | 2.7062 | 2.6877 | 2.6689 | 2.6496 | 2.6308 | 2.6112 | 2.5896 | 2.5676 | 2.5448 | 2.522 | 2.4981 | 2.4735 | 2.4501 | 2.4175 | 2.3819 | 2.3408 | 2.2971 | 2.2468 | 2.1924 | 2.13 | 2.0761 | 2.0214 | 1.9652 | 1.9021 | 1.8403 | 1.7777 | 1.7115 | 1.6553 | 1.5985 | 1.5309 | 1.4623 | 1.3878 | 1.3168 | 1.242 | 1.1595 | 1.0592 | 0.94843 | 0.81014 | 0.22595 | 0.22595
47 | Yadnarie | T262 | FY2018 | 5.8697 | 5.4111 | 5.198 | 5.0267 | 4.8927 | 4.7884 | 4.6827 | 4.5761 | 4.4584 | 4.3629 | 4.2868 | 4.2111 | 4.1418 | 4.0722 | 4.0046 | 3.9392 | 3.8788 | 3.8237 | 3.7768 | 3.7262 | 3.678 | 3.6364 | 3.5899 | 3.5453 | 3.5058 | 3.4679 | 3.434 | 3.398 | 3.3637 | 3.3367 | 3.3052 | 3.277 | 3.2493 | 3.2232 | 3.1976 | 3.1742 | 3.1503 | 3.1278 | 3.1061 | 3.0827 | 3.0606 | 3.0388 | 3.0185 | 2.9984 | 2.976 | 2.9551 | 2.9382 | 2.9193 | 2.902 | 2.8852 | 2.8663 | 2.8495 | 2.8308 | 2.813 | 2.7953 | 2.7781 | 2.7604 | 2.7425 | 2.7247 | 2.7049 | 2.6867 | 2.6681 | 2.649 | 2.6303 | 2.6137 | 2.5949 | 2.5747 | 2.5544 | 2.5346 | 2.5131 | 2.4898 | 2.4666 | 2.4403 | 2.4133 | 2.3855 | 2.3553 | 2.3187 | 2.267 | 2.2078 | 2.1485 | 2.0885 | 2.0232 | 1.955 | 1.8909 | 1.8223 | 1.7609 | 1.6971 | 1.6237 | 1.5564 | 1.4874 | 1.4139 | 1.3387 | 1.2691 | 1.1931 | 1.1176 | 1.0437 | 0.95812 | 0.84976 | 0.72462 | 0.4679 | 0.4679
47 | Yadnarie | T262 | FY2019 | 8.5204 | 5.5695 | 5.2447 | 5.0535 | 4.906 | 4.773 | 4.6666 | 4.5734 | 4.4825 | 4.3928 | 4.2993 | 4.2156 | 4.1378 | 4.0748 | 4.012 | 3.9468 | 3.886 | 3.8244 | 3.7659 | 3.711 | 3.6612 | 3.6111 | 3.5641 | 3.5227 | 3.4809 | 3.4445 | 3.41 | 3.3747 | 3.341 | 3.3077 | 3.2779 | 3.2501 | 3.2246 | 3.1983 | 3.1716 | 3.1464 | 3.1186 | 3.0939 | 3.0729 | 3.052 | 3.0309 | 3.0094 | 2.9872 | 2.9668 | 2.9464 | 2.9254 | 2.9066 | 2.8871 | 2.8691 | 2.8531 | 2.8347 | 2.8157 | 2.7974 | 2.7822 | 2.764 | 2.7465 | 2.7266 | 2.7076 | 2.6873 | 2.6704 | 2.6521 | 2.6329 | 2.6134 | 2.5946 | 2.5736 | 2.5521 | 2.5328 | 2.5101 | 2.4856 | 2.4588 | 2.429 | 2.3987 | 2.3625 | 2.3247 | 2.2781 | 2.2226 | 2.1662 | 2.1065 | 2.0385 | 1.9732 | 1.9081 | 1.8433 | 1.7744 | 1.7039 | 1.6364 | 1.5724 | 1.5056 | 1.4365 | 1.3737 | 1.3035 | 1.2261 | 1.1519 | 1.0645 | 0.97376 | 0.89204 | 0.81254 | 0.71763 | 0.6329 | 0.5273 | 0.33061 | 0.33061
48 | Bungama | H396 | FY2017 | 46.6097 | 43.4804 | 41.6405 | 40.4175 | 39.575 | 38.8981 | 38.3105 | 37.8348 | 37.3694 | 36.9741 | 36.6176 | 36.2742 | 35.9699 | 35.6662 | 35.3656 | 35.0413 | 34.7391 | 34.4224 | 34.1443 | 33.8691 | 33.5609 | 33.2462 | 32.9664 | 32.6928 | 32.4273 | 32.1771 | 31.9108 | 31.6471 | 31.3949 | 31.191 | 30.9823 | 30.7837 | 30.5942 | 30.4069 | 30.2247 | 30.036 | 29.8659 | 29.7038 | 29.5458 | 29.3871 | 29.2246 | 29.0524 | 28.8953 | 28.7552 | 28.6134 | 28.4431 | 28.296 | 28.1634 | 28.0355 | 27.9055 | 27.7552 | 27.6238 | 27.4898 | 27.3495 | 27.2265 | 27.1137 | 26.9888 | 26.8602 | 26.7402 | 26.6241 | 26.5051 | 26.3645 | 26.2459 | 26.1193 | 25.9921 | 25.871 | 25.7454 | 25.6132 | 25.4801 | 25.3643 | 25.2424 | 25.1231 | 24.9996 | 24.8852 | 24.7574 | 24.6239 | 24.492 | 24.3344 | 24.1705 | 23.996 | 23.8031 | 23.613 | 23.4083 | 23.2091 | 22.9932 | 22.7619 | 22.5264 | 22.309 | 22.0811 | 21.8325 | 21.567 | 21.2703 | 20.9326 | 20.591 | 20.1861 | 19.7255 | 19.1947 | 18.4278 | 17.4513 | 11.3129 | 11.3129
48 | Bungama | H396 | FY2018 | 57.1855 | 53.1647 | 51.1857 | 49.8237 | 48.7278 | 47.883 | 47.153 | 46.4651 | 45.8163 | 45.27 | 44.7774 | 44.3425 | 43.9498 | 43.5906 | 43.2595 | 42.9007 | 42.588 | 42.3029 | 42.0476 | 41.7867 | 41.535 | 41.3005 | 41.0592 | 40.8385 | 40.5941 | 40.402 | 40.2096 | 40.0292 | 39.8322 | 39.6447 | 39.4595 | 39.2707 | 39.0931 | 38.9095 | 38.7273 | 38.55 | 38.3809 | 38.2132 | 38.0394 | 37.8705 | 37.6961 | 37.5268 | 37.3508 | 37.1653 | 36.9734 | 36.7941 | 36.5831 | 36.3797 | 36.1799 | 35.9781 | 35.7946 | 35.596 | 35.3756 | 35.1651 | 34.961 | 34.7395 | 34.5184 | 34.2725 | 34.0136 | 33.746 | 33.4862 | 33.2351 | 32.9947 | 32.748 | 32.4794 | 32.1831 | 31.9287 | 31.6825 | 31.3983 | 31.1222 | 30.8522 | 30.5831 | 30.3051 | 30.0042 | 29.7121 | 29.4295 | 29.1502 | 28.8463 | 28.5419 | 28.2325 | 27.9209 | 27.6245 | 27.3272 | 27.0027 | 26.651 | 26.286 | 25.854 | 25.4221 | 24.9311 | 24.4207 | 23.9321 | 23.402 | 22.8395 | 22.2298 | 21.5861 | 20.8448 | 19.8501 | 18.7363 | 17.0723 | 13.9749 | 13.9749
48 | Bungama | H396 | FY2019 | 58.1876 | 55.2409 | 53.8459 | 52.6043 | 51.5317 | 50.6367 | 49.8894 | 49.1239 | 48.4499 | 47.7682 | 47.2134 | 46.77 | 46.3176 | 45.9361 | 45.5635 | 45.2388 | 44.9226 | 44.6651 | 44.407 | 44.1561 | 43.9201 | 43.6766 | 43.4719 | 43.2664 | 43.0644 | 42.8689 | 42.6535 | 42.4201 | 42.2226 | 42.0426 | 41.879 | 41.7189 | 41.54 | 41.3647 | 41.1986 | 41.011 | 40.8303 | 40.6738 | 40.5052 | 40.3319 | 40.1565 | 39.9962 | 39.8202 | 39.6399 | 39.4666 | 39.2875 | 39.1057 | 38.9244 | 38.7552 | 38.5867 | 38.4149 | 38.2299 | 38.0421 | 37.8566 | 37.6292 | 37.408 | 37.1853 | 36.9351 | 36.6851 | 36.3846 | 36.1248 | 35.888 | 35.5964 | 35.3558 | 35.0762 | 34.7932 | 34.5074 | 34.2152 | 33.9224 | 33.6202 | 33.326 | 33.0344 | 32.7579 | 32.484 | 32.146 | 31.7733 | 31.444 | 31.0586 | 30.6861 | 30.3139 | 29.9461 | 29.599 | 29.2368 | 28.824 | 28.4032 | 28.0048 | 27.6447 | 27.2083 | 26.6786 | 26.0655 | 25.4373 | 24.7231 | 23.8223 | 22.9789 | 22.1026 | 21.0865 | 19.9715 | 18.4576 | 15.9631 | 10.805 | 10.805
49 | Monash | T565 | FY2017 | 73.0867 | 65.9078 | 62.2005 | 59.2955 | 57.1791 | 55.2971 | 53.9179 | 52.5249 | 51.427 | 50.3272 | 49.3409 | 48.3608 | 47.4675 | 46.5371 | 45.7212 | 45.0232 | 44.3549 | 43.7573 | 43.1904 | 42.6708 | 42.1133 | 41.5284 | 41.0593 | 40.6114 | 40.1607 | 39.7427 | 39.3337 | 38.9745 | 38.6251 | 38.28 | 37.961 | 37.635 | 37.3253 | 37.0452 | 36.7638 | 36.4407 | 36.1158 | 35.7799 | 35.5096 | 35.2322 | 34.944 | 34.6865 | 34.4363 | 34.2101 | 33.973 | 33.7509 | 33.5173 | 33.2777 | 33.0294 | 32.7793 | 32.5451 | 32.2917 | 32.081 | 31.8627 | 31.6551 | 31.4463 | 31.2242 | 30.9978 | 30.7619 | 30.5374 | 30.3096 | 30.0803 | 29.8553 | 29.6503 | 29.4174 | 29.1878 | 28.9465 | 28.7151 | 28.472 | 28.2323 | 27.9889 | 27.7229 | 27.4729 | 27.2156 | 26.9298 | 26.665 | 26.3996 | 26.1151 | 25.8714 | 25.6068 | 25.329 | 25.053 | 24.7786 | 24.5006 | 24.2024 | 23.9257 | 23.643 | 23.3542 | 23.0346 | 22.6942 | 22.3799 | 22.0731 | 21.7508 | 21.4088 | 20.9734 | 20.4378 | 19.7279 | 18.7264 | 17.3898 | 13.1829 | 13.1829
49 | Monash | T565 | FY2018 | 77.9734 | 69.9727 | 66.1082 | 63.6304 | 61.5877 | 59.7959 | 58.0896 | 56.4807 | 54.9656 | 53.6636 | 52.4231 | 51.4234 | 50.4007 | 49.4978 | 48.6599 | 48.0212 | 47.3903 | 46.7429 | 46.1295 | 45.541 | 44.9943 | 44.4312 | 43.8477 | 43.2135 | 42.6191 | 42.0231 | 41.5011 | 41.0644 | 40.6302 | 40.2286 | 39.8085 | 39.4118 | 39.03 | 38.6346 | 38.2786 | 37.9387 | 37.5841 | 37.2221 | 36.896 | 36.5665 | 36.2331 | 35.9756 | 35.7092 | 35.4116 | 35.1636 | 34.8859 | 34.6074 | 34.3084 | 34.0173 | 33.7711 | 33.5474 | 33.3117 | 33.0701 | 32.8326 | 32.5972 | 32.328 | 32.0825 | 31.8282 | 31.5779 | 31.36 | 31.1315 | 30.8895 | 30.6769 | 30.4426 | 30.1789 | 29.9225 | 29.6932 | 29.4673 | 29.2076 | 28.9505 | 28.6989 | 28.4385 | 28.1616 | 27.8979 | 27.6293 | 27.3487 | 27.044 | 26.7602 | 26.4725 | 26.188 | 25.8761 | 25.596 | 25.333 | 25.0329 | 24.7085 | 24.4146 | 24.1001 | 23.8198 | 23.5236 | 23.185 | 22.7945 | 22.4034 | 21.9409 | 21.4229 | 20.8561 | 20.1221 | 19.2723 | 18.1468 | 16.6465 | 13.8754 | 13.8754
49 | Monash | T565 | FY2019 | 80.1272 | 71.5595 | 67.2749 | 64.6815 | 62.3732 | 60.4191 | 58.5601 | 57.0105 | 55.5825 | 54.3415 | 53.1166 | 52.0851 | 51.1464 | 50.1916 | 49.214 | 48.2968 | 47.4287 | 46.6175 | 45.8717 | 45.118 | 44.3789 | 43.705 | 43.0301 | 42.4115 | 41.7913 | 41.0989 | 40.5505 | 39.9961 | 39.4586 | 39.0156 | 38.5671 | 38.1439 | 37.7426 | 37.3476 | 36.9831 | 36.6253 | 36.3135 | 35.9917 | 35.7021 | 35.3925 | 35.1184 | 34.8395 | 34.5452 | 34.26 | 33.9891 | 33.7168 | 33.4567 | 33.1807 | 32.9268 | 32.6545 | 32.4042 | 32.1569 | 31.9059 | 31.6427 | 31.3811 | 31.0808 | 30.7978 | 30.5274 | 30.2742 | 30.0158 | 29.7502 | 29.483 | 29.2006 | 28.9114 | 28.6096 | 28.3161 | 28.0442 | 27.759 | 27.4446 | 27.1066 | 26.7688 | 26.4458 | 26.1338 | 25.8072 | 25.5091 | 25.2119 | 24.9105 | 24.6081 | 24.3257 | 24.0155 | 23.7244 | 23.4184 | 23.0819 | 22.7407 | 22.3686 | 21.9749 | 21.5847 | 21.1482 | 20.6888 | 20.2243 | 19.7407 | 19.2311 | 18.5887 | 17.8724 | 17.0487 | 16.0505 | 14.8354 | 13.3119 | 11.4875 | 7.7366 | 7.7366

## DailyMinimum
| Connection Point | ID | Forecast year | 00:30h | 1:00h | 1:30h | 2:00h | 2:30h | 3:00h | 3:30h | 4:00h | 4:30h | 5:00h | 5:30h | 6:00h | 6:30h | 7:00h | 7:30h | 8:00h | 8:30h | 9:00h | 9:30h | 10:00h | 10:30h | 11:00h | 11:30h | 12:00h | 12:30h | 13:00h | 13:30h | 14:00h | 14:30h | 15:00h | 15:30h | 16:00h | 16:30h | 17:00h | 17:30h | 18:00h | 18:30h | 19:00h | 19:30h | 20:00h | 20:30h | 21:00h | 21:30h | 22:00h | 22:30h | 23:00h | 23:30h | 00:00h
Units |  |  | Year | MW | MW | MW | MW | MW | MW | MW | MW | MW | MW | MW | MW | MW | MW | MW | MW | MW | MW | MW | MW | MW | MW | MW | MW | MW | MW | MW | MW | MW | MW | MW | MW | MW | MW | MW | MW | MW | MW | MW | MW | MW | MW | MW | MW | MW | MW | MW | MW
Rule | TGCP001 | TGCP001 | TGCP011 | TGCP011 | TGCP011 | TGCP011 | TGCP011 | TGCP011 | TGCP011 | TGCP011 | TGCP011 | TGCP011 | TGCP011 | TGCP011 | TGCP011 | TGCP011 | TGCP011 | TGCP011 | TGCP011 | TGCP011 | TGCP011 | TGCP011 | TGCP011 | TGCP011 | TGCP011 | TGCP011 | TGCP011 | TGCP011 | TGCP011 | TGCP011 | TGCP011 | TGCP011 | TGCP011 | TGCP011 | TGCP011 | TGCP011 | TGCP011 | TGCP011 | TGCP011 | TGCP011 | TGCP011 | TGCP011 | TGCP011 | TGCP011 | TGCP011 | TGCP011 | TGCP011 | TGCP011 | TGCP011 | TGCP011 | TGCP011
Description | Name of the transmission connection point | TNSP unique ID for the connection point. | The demand profile on the minimum demand day of the year. | The demand profile on the minimum demand day of the year. | The demand profile on the minimum demand day of the year. | The demand profile on the minimum demand day of the year. | The demand profile on the minimum demand day of the year. | The demand profile on the minimum demand day of the year. | The demand profile on the minimum demand day of the year. | The demand profile on the minimum demand day of the year. | The demand profile on the minimum demand day of the year. | The demand profile on the minimum demand day of the year. | The demand profile on the minimum demand day of the year. | The demand profile on the minimum demand day of the year. | The demand profile on the minimum demand day of the year. | The demand profile on the minimum demand day of the year. | The demand profile on the minimum demand day of the year. | The demand profile on the minimum demand day of the year. | The demand profile on the minimum demand day of the year. | The demand profile on the minimum demand day of the year. | The demand profile on the minimum demand day of the year. | The demand profile on the minimum demand day of the year. | The demand profile on the minimum demand day of the year. | The demand profile on the minimum demand day of the year. | The demand profile on the minimum demand day of the year. | The demand profile on the minimum demand day of the year. | The demand profile on the minimum demand day of the year. | The demand profile on the minimum demand day of the year. | The demand profile on the minimum demand day of the year. | The demand profile on the minimum demand day of the year. | The demand profile on the minimum demand day of the year. | The demand profile on the minimum demand day of the year. | The demand profile on the minimum demand day of the year. | The demand profile on the minimum demand day of the year. | The demand profile on the minimum demand day of the year. | The demand profile on the minimum demand day of the year. | The demand profile on the minimum demand day of the year. | The demand profile on the minimum demand day of the year. | The demand profile on the minimum demand day of the year. | The demand profile on the minimum demand day of the year. | The demand profile on the minimum demand day of the year. | The demand profile on the minimum demand day of the year. | The demand profile on the minimum demand day of the year. | The demand profile on the minimum demand day of the year. | The demand profile on the minimum demand day of the year. | The demand profile on the minimum demand day of the year. | The demand profile on the minimum demand day of the year. | The demand profile on the minimum demand day of the year. | The demand profile on the minimum demand day of the year. | The demand profile on the minimum demand day of the year. | The demand profile on the minimum demand day of the year.
0 | Angas Creek | T438 | FY2019 | 12.094 | 10.7766 | 9.8236 | 8.9905 | 8.796 | 8.3933 | 8.2196 | 7.9854 | 7.8553 | 7.958 | 7.9753 | 8.0358 | 8.0819 | 8.4768 | 8.3762 | 7.2468 | 6.87 | 5.443 | 5.7136 | 4.7149 | 4.5568 | 3.6714 | 2.5676 | 2.5738 | 1.0319 | -0.86642 | -0.48662 | 0.6456 | 0.95634 | 1.3803 | 2.279 | 2.7179 | 3.224 | 4.8998 | 6.0453 | 7.4579 | 8.3302 | 8.9166 | 9.2761 | 9.3081 | 9.3082 | 9.1091 | 8.9484 | 8.6593 | 8.2924 | 8.2494 | 8.3847 | 11.7261
0 | Angas Creek | T438 | FY2020 | 12.1015 | 10.784 | 9.8311 | 8.998 | 8.8035 | 8.4007 | 8.227 | 7.9929 | 7.8627 | 7.9655 | 7.9827 | 8.0325 | 8.0836 | 8.3818 | 8.2847 | 6.9588 | 6.5822 | 5.055 | 5.3256 | 4.1269 | 3.9688 | 3.2034 | 2.1908 | 2.2669 | 0.78393 | -1.0624 | -0.73456 | 0.53872 | 0.77954 | 1.2124 | 1.8911 | 2.4299 | 2.936 | 4.6047 | 5.7376 | 7.4373 | 8.3065 | 8.8901 | 9.2468 | 9.2789 | 9.279 | 9.0798 | 8.9192 | 8.6398 | 8.2827 | 8.2494 | 8.3847 | 11.7261
0 | Angas Creek | T438 | FY2021 | 12.1123 | 10.7948 | 9.8418 | 9.0087 | 8.8142 | 8.4115 | 8.2378 | 8.0036 | 7.8734 | 7.9762 | 7.9934 | 8.0277 | 8.086 | 8.2891 | 8.197 | 6.6762 | 6.2998 | 4.5724 | 4.8429 | 3.5443 | 3.3862 | 2.7376 | 1.7734 | 1.7866 | 0.33494 | -1.3838 | -1.0835 | 0.15843 | 0.36212 | 0.84658 | 1.4085 | 2.1472 | 2.6533 | 4.4118 | 5.5264 | 7.3076 | 8.1724 | 8.852 | 9.2047 | 9.2367 | 9.2368 | 9.0376 | 8.877 | 8.6117 | 8.2686 | 8.2494 | 8.3847 | 11.7261
0 | Angas Creek | T438 | FY2022 | 12.1249 | 10.8078 | 9.8549 | 9.0218 | 8.8273 | 8.4244 | 8.2507 | 8.0167 | 7.8865 | 7.9893 | 8.0065 | 8.0219 | 8.0889 | 8.0979 | 8.0119 | 6.3954 | 6.0192 | 4.094 | 4.3646 | 2.9657 | 2.8076 | 2.2262 | 1.3313 | 1.3976 | -0.0091587 | -1.6884 | -1.4276 | -0.13052 | 0.019978 | 0.63511 | 1.0296 | 1.7689 | 2.275 | 4.2205 | 5.3128 | 7.2714 | 8.1308 | 8.8056 | 9.1534 | 9.1854 | 9.1855 | 8.9868 | 8.8262 | 8.5775 | 8.2515 | 8.2494 | 8.3847 | 11.7261
0 | Angas Creek | T438 | FY2023 | 12.1387 | 10.8212 | 9.8682 | 9.0352 | 8.8407 | 8.4379 | 8.2642 | 8.03 | 7.8999 | 8.0026 | 8.0199 | 7.9159 | 7.9919 | 8.007 | 7.9272 | 6.1184 | 5.7424 | 3.7152 | 3.9858 | 2.4872 | 2.329 | 1.8112 | 0.98399 | 1.0023 | -0.36073 | -2.0014 | -1.7792 | -0.42586 | -0.32729 | 0.32017 | 0.55131 | 1.4901 | 1.9962 | 4.0293 | 5.0989 | 7.1344 | 7.9883 | 8.758 | 9.1008 | 9.1329 | 9.133 | 8.9338 | 8.7732 | 8.5424 | 8.234 | 8.2494 | 8.3847 | 11.7261
0 | Angas Creek | T438 | FY2024 | 12.1503 | 10.833 | 9.88 | 9.047 | 8.8525 | 8.4497 | 8.276 | 8.0418 | 7.9117 | 8.0144 | 8.0317 | 7.9106 | 7.9945 | 7.915 | 7.8407 | 5.8368 | 5.461 | 3.2345 | 3.5051 | 1.9064 | 1.7482 | 1.252 | 0.47519 | 0.53217 | -0.79825 | -2.3102 | -2.1167 | -0.79599 | -0.7361 | 0.060963 | 0.17042 | 1.1094 | 1.6155 | 3.8371 | 4.8866 | 7.1017 | 7.9508 | 8.7161 | 9.0545 | 9.0866 | 9.0867 | 8.8877 | 8.727 | 8.5116 | 8.2186 | 8.2494 | 8.3847 | 11.7261
0 | Angas Creek | T438 | FY2025 | 12.1622 | 10.8447 | 9.8918 | 9.0587 | 8.8642 | 8.4614 | 8.2877 | 8.0536 | 7.9234 | 8.0262 | 8.0434 | 7.9054 | 7.9971 | 7.8229 | 7.7541 | 5.556 | 5.1804 | 2.8534 | 3.124 | 1.3253 | 1.1672 | 0.83652 | 0.12826 | 0.23786 | -1.0482 | -2.6211 | -2.4667 | -0.99031 | -0.98302 | -0.15452 | -0.21058 | 0.82825 | 1.3344 | 3.6449 | 4.6744 | 6.9692 | 7.8134 | 8.6744 | 9.0084 | 9.0405 | 9.0406 | 8.8415 | 8.6808 | 8.4809 | 8.2032 | 8.2494 | 8.3847 | 11.7261
0 | Angas Creek | T438 | FY2026 | 12.1751 | 10.8573 | 9.9043 | 9.0712 | 8.8767 | 8.474 | 8.3003 | 8.0661 | 7.9359 | 8.0387 | 8.0559 | 7.8998 | 7.9999 | 7.7314 | 7.6684 | 5.2774 | 4.902 | 2.3733 | 2.6439 | 0.84537 | 0.68725 | 0.3775 | -0.28077 | -0.23282 | -1.4866 | -2.931 | -2.805 | -1.361 | -1.3921 | -0.51354 | -0.69028 | 0.54818 | 1.0543 | 3.4532 | 4.4613 | 6.9345 | 7.7736 | 8.6299 | 8.9593 | 8.9913 | 8.9914 | 8.7919 | 8.6313 | 8.4481 | 8.1868 | 8.2494 | 8.3847 | 11.7261
0 | Angas Creek | T438 | FY2027 | 12.1884 | 10.8701 | 9.9171 | 9.0841 | 8.8896 | 8.487 | 8.3133 | 8.0789 | 7.9488 | 8.0515 | 8.0688 | 7.8941 | 8.0028 | 7.5401 | 7.483 | 4.8999 | 4.5247 | 1.8936 | 2.1642 | 0.16588 | 0.007763 | -0.19202 | -0.76345 | -0.54886 | -1.7464 | -3.2413 | -3.1649 | -1.577 | -1.6747 | -0.78306 | -1.1695 | 0.16849 | 0.67458 | 3.1617 | 4.1479 | 6.7989 | 7.6327 | 8.5842 | 8.9088 | 8.9408 | 8.9409 | 8.7409 | 8.5803 | 8.4144 | 8.17 | 8.2494 | 8.3847 | 11.7261
0 | Angas Creek | T438 | FY2028 | 12.1995 | 10.8811 | 9.9281 | 9.0951 | 8.9006 | 8.498 | 8.3243 | 8.0899 | 7.9598 | 8.0626 | 8.0798 | 7.8892 | 8.0053 | 7.4475 | 7.3956 | 4.6176 | 4.2426 | 1.4114 | 1.682 | -0.4163 | -0.57442 | -0.65252 | -1.1735 | -1.0203 | -2.1852 | -3.5514 | -3.5037 | -1.9485 | -2.0848 | -1.0436 | -1.5516 | -0.2137 | 0.2924 | 2.9689 | 3.9365 | 6.6685 | 7.4977 | 8.5451 | 8.8656 | 8.8976 | 8.8977 | 8.6977 | 8.5371 | 8.3856 | 8.1556 | 8.2494 | 8.3847 | 11.7261
1 | Ardrossan West | T282 | FY2019 | 5.3317 | 4.8524 | 4.1611 | 3.6289 | 3.305 | 3.108 | 2.9715 | 2.9185 | 2.8383 | 2.7839 | 2.8282 | 3.0472 | 3.1507 | 3.2974 | 3.6121 | 3.5135 | 3.3392 | 2.9655 | 2.6603 | 1.9709 | 1.4557 | 1.0834 | 0.50217 | -0.23222 | -0.59653 | -1.0205 | -1.3538 | -1.161 | -1.0112 | -0.77142 | -0.33047 | 0.34792 | 0.83322 | 1.6924 | 2.5535 | 3.3988 | 3.8994 | 4.0299 | 4.091 | 4.0419 | 4.0687 | 3.937 | 3.8398 | 3.7252 | 3.572 | 3.5689 | 3.7231 | 6.5416
1 | Ardrossan West | T282 | FY2020 | 5.3357 | 4.8566 | 4.1653 | 3.6331 | 3.3092 | 3.1121 | 2.9757 | 2.9227 | 2.8425 | 2.7881 | 2.8323 | 3.0453 | 3.1517 | 3.3002 | 3.6169 | 3.3193 | 3.1451 | 2.7726 | 2.4674 | 1.6778 | 1.1627 | 0.79017 | 0.28132 | -0.4231 | -0.76441 | -1.169 | -1.4852 | -1.3095 | -1.1791 | -0.8623 | -0.45132 | 0.15495 | 0.64024 | 1.6952 | 2.5491 | 3.3872 | 3.8861 | 4.015 | 4.0746 | 4.0254 | 4.0522 | 3.9207 | 3.8235 | 3.7143 | 3.5665 | 3.5689 | 3.7231 | 6.5416
1 | Ardrossan West | T282 | FY2021 | 5.3414 | 4.8625 | 4.1712 | 3.639 | 3.3151 | 3.118 | 2.9815 | 2.9286 | 2.8484 | 2.794 | 2.8383 | 3.0426 | 3.153 | 3.3042 | 3.6236 | 3.228 | 3.0539 | 2.5824 | 2.2772 | 1.4875 | 0.97237 | 0.49975 | 0.069125 | -0.6029 | -0.91934 | -1.4029 | -1.7007 | -1.4435 | -1.334 | -1.0421 | -0.66351 | -0.035257 | 0.45004 | 1.5991 | 2.443 | 3.3709 | 3.8673 | 3.994 | 4.0514 | 4.0022 | 4.029 | 3.8977 | 3.8005 | 3.6988 | 3.5587 | 3.5689 | 3.7231 | 6.5416
1 | Ardrossan West | T282 | FY2022 | 5.3479 | 4.8696 | 4.1783 | 3.6461 | 3.3222 | 3.1249 | 2.9885 | 2.9356 | 2.8555 | 2.8011 | 2.8453 | 3.0395 | 3.1546 | 3.209 | 3.5317 | 3.0376 | 2.8636 | 2.4943 | 2.1891 | 1.1992 | 0.68408 | 0.21117 | -0.18173 | -0.83812 | -1.1426 | -1.6161 | -1.9049 | -1.6566 | -1.5572 | -1.1773 | -0.81437 | -0.12335 | 0.36195 | 1.5038 | 2.3356 | 3.3513 | 3.8448 | 3.969 | 4.0237 | 3.9745 | 4.0013 | 3.8706 | 3.7734 | 3.6803 | 3.5495 | 3.5689 | 3.7231 | 6.5416
1 | Ardrossan West | T282 | FY2023 | 5.355 | 4.8766 | 4.1853 | 3.6531 | 3.3292 | 3.1319 | 2.9955 | 2.9427 | 2.8625 | 2.8081 | 2.8523 | 3.0364 | 3.1561 | 3.2137 | 3.5397 | 2.949 | 2.7751 | 2.3056 | 2.0004 | 1.0106 | 0.49546 | -0.17743 | -0.53512 | -1.0769 | -1.3702 | -1.8342 | -2.1148 | -1.8748 | -1.7848 | -1.3161 | -0.96776 | -0.31198 | 0.17331 | 1.5084 | 2.3283 | 3.3318 | 3.8225 | 3.944 | 3.996 | 3.9469 | 3.9737 | 3.8429 | 3.7457 | 3.6619 | 3.5403 | 3.5689 | 3.7231 | 6.5416
1 | Ardrossan West | T282 | FY2024 | 5.3607 | 4.8826 | 4.1913 | 3.6591 | 3.3352 | 3.1379 | 3.0014 | 2.9487 | 2.8685 | 2.8141 | 2.8583 | 3.0337 | 3.1575 | 3.1178 | 3.4466 | 2.8575 | 2.6837 | 2.1156 | 1.8104 | 0.72049 | 0.20535 | -0.46773 | -0.78818 | -1.3146 | -1.596 | -2.0501 | -2.3218 | -2.0906 | -2.0107 | -1.5538 | -1.2208 | -0.50198 | -0.016688 | 1.4124 | 2.2221 | 3.3153 | 3.8034 | 3.9227 | 3.9725 | 3.9234 | 3.9502 | 3.8197 | 3.7224 | 3.6462 | 3.5325 | 3.5689 | 3.7231 | 6.5416
1 | Ardrossan West | T282 | FY2025 | 5.3655 | 4.8878 | 4.1965 | 3.6643 | 3.3404 | 3.143 | 3.0065 | 2.9539 | 2.8737 | 2.8193 | 2.8635 | 3.0314 | 3.1586 | 3.1213 | 3.4525 | 2.6644 | 2.4908 | 2.0244 | 1.7192 | 0.52913 | 0.013985 | -0.75932 | -1.0426 | -1.5536 | -1.8232 | -2.2673 | -2.5303 | -2.3078 | -2.2378 | -1.6928 | -1.3752 | -0.59319 | -0.10789 | 1.3158 | 2.1167 | 3.3009 | 3.7869 | 3.9042 | 3.9521 | 3.903 | 3.9298 | 3.7997 | 3.7025 | 3.6326 | 3.5257 | 3.5689 | 3.7231 | 6.5416
1 | Ardrossan West | T282 | FY2026 | 5.3707 | 4.8932 | 4.2019 | 3.6697 | 3.3458 | 3.1483 | 3.0119 | 2.9592 | 2.8791 | 2.8247 | 2.8689 | 3.029 | 3.1598 | 3.1249 | 3.4586 | 2.5723 | 2.3987 | 1.8334 | 1.5282 | 0.23798 | -0.27716 | -1.0506 | -1.2965 | -1.792 | -2.0498 | -2.4839 | -2.738 | -2.5244 | -2.4644 | -1.8312 | -1.5291 | -0.78425 | -0.29896 | 1.3194 | 2.1111 | 3.286 | 3.7698 | 3.8851 | 3.931 | 3.8818 | 3.9086 | 3.7787 | 3.6815 | 3.6185 | 3.5186 | 3.5689 | 3.7231 | 6.5416
1 | Ardrossan West | T282 | FY2027 | 5.3756 | 4.8983 | 4.207 | 3.6748 | 3.3509 | 3.1534 | 3.017 | 2.9644 | 2.8842 | 2.8298 | 2.874 | 3.0267 | 3.161 | 3.0284 | 3.3645 | 2.3799 | 2.2064 | 1.6418 | 1.3366 | 0.046385 | -0.46876 | -1.3423 | -1.5061 | -1.9676 | -2.1992 | -2.7114 | -2.9461 | -2.7519 | -2.7139 | -2.0068 | -1.7387 | -0.97578 | -0.49048 | 1.2228 | 2.0057 | 3.2718 | 3.7535 | 3.8669 | 3.9109 | 3.8617 | 3.8885 | 3.7588 | 3.6616 | 3.6051 | 3.5119 | 3.5689 | 3.7231 | 6.5416
1 | Ardrossan West | T282 | FY2028 | 5.3792 | 4.9023 | 4.211 | 3.6788 | 3.3549 | 3.1573 | 3.0208 | 2.9683 | 2.8882 | 2.8338 | 2.878 | 3.0249 | 3.1619 | 3.0311 | 3.369 | 2.2849 | 2.1114 | 1.4487 | 1.1435 | -0.24695 | -0.76209 | -1.6359 | -1.7614 | -2.207 | -2.4265 | -2.9283 | -3.154 | -2.9688 | -2.9411 | -2.2462 | -1.994 | -1.169 | -0.68366 | 1.1254 | 1.9016 | 3.2608 | 3.7409 | 3.8528 | 3.8953 | 3.8461 | 3.8729 | 3.7436 | 3.6464 | 3.5947 | 3.5067 | 3.5689 | 3.7231 | 6.5416
2 | Baroota | T310 | FY2019 | 3.9718 | 3.2487 | 2.8398 | 2.6265 | 2.5031 | 2.43 | 2.3531 | 2.3394 | 2.336 | 2.3804 | 2.4778 | 2.5787 | 2.7497 | 3.0606 | 2.9573 | 2.1128 | 1.6955 | 1.3331 | 0.70066 | 0.015249 | -0.29102 | -2.8108 | -4.0727 | -4.9757 | -5.6602 | -6.2367 | -5.6815 | -4.9816 | -4.2297 | -3.1671 | -0.75045 | -0.31526 | 0.17245 | 0.96862 | 1.66 | 2.2257 | 2.7393 | 3.0786 | 3.1232 | 3.1032 | 3.0423 | 2.9114 | 2.7769 | 2.6349 | 2.4846 | 2.4669 | 2.4714 | 3.9214
2 | Baroota | T310 | FY2020 | 3.975 | 3.252 | 2.8431 | 2.6298 | 2.5064 | 2.4333 | 2.3564 | 2.3427 | 2.3393 | 2.3837 | 2.4811 | 2.5772 | 2.7505 | 2.9628 | 2.8611 | 2.0178 | 1.6005 | 1.1385 | 0.50608 | -0.27937 | -2.7294 | -3.9235 | -4.9498 | -5.7236 | -6.321 | -5.7688 | -5.1619 | -4.3737 | -3.4375 | -1.048 | -0.84513 | -0.30984 | 0.17787 | 0.97079 | 1.6565 | 2.2165 | 2.7288 | 3.0669 | 3.1103 | 3.0903 | 3.0294 | 2.8985 | 2.7641 | 2.6263 | 2.4803 | 2.4669 | 2.4714 | 3.9214
2 | Baroota | T310 | FY2021 | 3.9796 | 3.2567 | 2.8479 | 2.6345 | 2.5111 | 2.438 | 2.3611 | 2.3474 | 2.344 | 2.3885 | 2.4858 | 2.5751 | 2.7515 | 2.966 | 2.8665 | 1.9252 | 1.508 | 0.9462 | 0.31377 | -0.47169 | -0.77796 | -3.2795 | -4.4924 | -5.2579 | -5.9106 | -6.4592 | -5.932 | -5.0637 | -4.3494 | -3.2358 | -0.93747 | -0.40215 | 0.085563 | 0.87392 | 1.5516 | 2.2035 | 2.7138 | 3.0501 | 3.0917 | 3.0717 | 3.0108 | 2.88 | 2.7456 | 2.6139 | 2.4741 | 2.4669 | 2.4714 | 3.9214
2 | Baroota | T310 | FY2022 | 3.9851 | 3.2624 | 2.8536 | 2.6403 | 2.5168 | 2.4437 | 2.3668 | 2.3531 | 2.3497 | 2.3942 | 2.4915 | 2.5726 | 2.7528 | 2.8699 | 2.773 | 1.8334 | 1.4163 | 0.75573 | 0.1233 | -0.76227 | -3.1166 | -4.3713 | -5.3671 | -6.0154 | -6.5901 | -6.0606 | -5.4793 | -4.4215 | -3.5249 | -1.1311 | -0.92821 | -0.39262 | 0.09509 | 0.8777 | 1.5457 | 2.1876 | 2.6956 | 3.0298 | 3.0693 | 3.0493 | 2.9884 | 2.8579 | 2.7234 | 2.5989 | 2.4666 | 2.4669 | 2.4714 | 3.9214
2 | Baroota | T310 | FY2023 | 3.991 | 3.2682 | 2.8594 | 2.6461 | 2.5226 | 2.4495 | 2.3726 | 2.3589 | 2.3555 | 2.4 | 2.4973 | 2.57 | 2.7541 | 2.8738 | 2.7797 | 1.7432 | 1.3262 | 0.56499 | -0.067436 | -0.95295 | -3.2375 | -4.5632 | -5.5369 | -6.1665 | -6.7247 | -6.1117 | -5.549 | -4.4134 | -3.5458 | -1.2217 | -1.0188 | -0.48336 | 0.0043542 | 0.88154 | 1.5396 | 2.1716 | 2.6771 | 3.0091 | 3.0465 | 3.0265 | 2.9656 | 2.8349 | 2.7005 | 2.5837 | 2.459 | 2.4669 | 2.4714 | 3.9214
2 | Baroota | T310 | FY2024 | 3.996 | 3.2733 | 2.8644 | 2.6511 | 2.5277 | 2.4545 | 2.3777 | 2.364 | 2.3606 | 2.405 | 2.5024 | 2.5677 | 2.7552 | 2.7772 | 2.6854 | 1.5509 | 1.134 | 0.37331 | -0.25911 | -1.1447 | -3.4028 | -4.8177 | -5.783 | -6.3055 | -6.8575 | -6.3507 | -5.7951 | -4.4679 | -3.6112 | -1.3135 | -1.1106 | -0.47503 | 0.012675 | 0.88489 | 1.5344 | 2.1575 | 2.661 | 2.9911 | 3.0266 | 3.0066 | 2.9457 | 2.8151 | 2.6807 | 2.5705 | 2.4524 | 2.4669 | 2.4714 | 3.9214
2 | Baroota | T310 | FY2025 | 4.001 | 3.2783 | 2.8694 | 2.6561 | 2.5327 | 2.4595 | 2.3827 | 2.369 | 2.3656 | 2.41 | 2.5074 | 2.5655 | 2.7563 | 2.7806 | 2.6911 | 1.4589 | 1.0421 | 0.28141 | -0.35102 | -1.4366 | -3.624 | -4.9095 | -5.8523 | -6.4559 | -6.9912 | -6.4011 | -5.8645 | -4.4597 | -3.6323 | -1.4054 | -1.2025 | -0.56694 | -0.079227 | 0.78819 | 1.4292 | 2.1437 | 2.6451 | 2.9734 | 3.007 | 2.987 | 2.9261 | 2.7955 | 2.6611 | 2.5574 | 2.4459 | 2.4669 | 2.4714 | 3.9214
2 | Baroota | T310 | FY2026 | 4.0064 | 3.2836 | 2.8747 | 2.6614 | 2.538 | 2.4649 | 2.388 | 2.3743 | 2.3709 | 2.4153 | 2.5127 | 2.5631 | 2.7575 | 2.6842 | 2.5972 | 1.3678 | 0.95106 | 0.089889 | -0.54254 | -1.6281 | -3.7447 | -5.1009 | -6.0212 | -6.6058 | -7.1244 | -6.451 | -5.9333 | -4.5511 | -3.753 | -1.3968 | -1.1939 | -0.65846 | -0.17075 | 0.7917 | 1.4236 | 2.129 | 2.6283 | 2.9546 | 2.9862 | 2.9661 | 2.9053 | 2.7746 | 2.6401 | 2.5435 | 2.4389 | 2.4669 | 2.4714 | 3.9214
2 | Baroota | T310 | FY2027 | 4.012 | 3.289 | 2.8801 | 2.6668 | 2.5434 | 2.4703 | 2.3934 | 2.3797 | 2.3763 | 2.4207 | 2.5181 | 2.5607 | 2.7587 | 2.6878 | 2.6034 | 1.2771 | 0.86042 | -0.10154 | -0.73396 | -1.9194 | -3.9655 | -5.2923 | -6.1902 | -6.7559 | -7.2579 | -6.6011 | -6.1024 | -4.5426 | -3.7737 | -1.4881 | -1.2852 | -0.64988 | -0.16217 | 0.79527 | 1.418 | 2.1141 | 2.6111 | 2.9354 | 2.965 | 2.945 | 2.8841 | 2.7532 | 2.6188 | 2.5294 | 2.4319 | 2.4669 | 2.4714 | 3.9214
2 | Baroota | T310 | FY2028 | 4.0165 | 3.2935 | 2.8847 | 2.6714 | 2.5479 | 2.4749 | 2.398 | 2.3843 | 2.3808 | 2.4253 | 2.5226 | 2.5587 | 2.7598 | 2.5909 | 2.5086 | 1.0842 | 0.66766 | -0.2941 | -0.92652 | -2.112 | -4.1316 | -5.5475 | -6.437 | -6.8955 | -7.3912 | -6.7407 | -6.2491 | -4.5977 | -3.8398 | -1.5807 | -1.3778 | -0.74244 | -0.25473 | 0.79829 | 1.4133 | 2.1014 | 2.5966 | 2.9192 | 2.9471 | 2.927 | 2.8662 | 2.7354 | 2.6009 | 2.5174 | 2.4259 | 2.4669 | 2.4714 | 3.9214
3 | Berri | T399 | FY2019 | 30.672 | 29.8621 | 27.4431 | 25.0934 | 23.2844 | 21.9041 | 20.6466 | 19.3766 | 18.5677 | 18.4022 | 18.2246 | 18.2429 | 18.2291 | 19.0868 | 19.8717 | 20.3981 | 20.7156 | 17.2969 | 12.9424 | 9.6753 | 6.74 | 2.7259 | -0.3982 | -1.1934 | -2.0127 | -2.779 | -1.7008 | -0.69094 | 0.7011 | 2.9678 | 6.8328 | 10.6731 | 14.8942 | 19.9106 | 24.2542 | 28.3269 | 31.3546 | 31.7041 | 31.5608 | 30.1511 | 30.0601 | 29.047 | 27.9945 | 27.1887 | 26.5141 | 25.462 | 25.8336 | 33.8745
3 | Berri | T399 | FY2020 | 30.7097 | 29.8987 | 27.4797 | 25.1299 | 23.321 | 21.9409 | 20.6835 | 19.4131 | 18.6043 | 18.4388 | 18.2612 | 18.2266 | 18.2373 | 19.1116 | 19.9135 | 20.0607 | 20.3789 | 16.655 | 12.3006 | 8.934 | 5.9987 | 1.8772 | -1.1673 | -2.0015 | -2.7693 | -3.2903 | -2.2575 | -1.099 | 0.23196 | 2.6192 | 6.2921 | 10.4312 | 14.6524 | 19.8348 | 24.1161 | 28.2255 | 31.2382 | 31.5741 | 31.4171 | 30.0074 | 29.9164 | 28.9022 | 27.8498 | 27.0929 | 26.4662 | 25.462 | 25.8336 | 33.8745
3 | Berri | T399 | FY2021 | 30.7608 | 29.9505 | 27.5315 | 25.1817 | 23.3728 | 21.9926 | 20.7351 | 19.4649 | 18.6561 | 18.4906 | 18.313 | 18.2035 | 18.2489 | 19.1466 | 19.9726 | 19.8412 | 20.1603 | 16.0397 | 11.6852 | 8.0183 | 5.083 | 0.94056 | -2.0711 | -2.98 | -3.7266 | -4.1288 | -3.1147 | -1.6776 | -0.37181 | 2.0825 | 5.676 | 10.2159 | 14.437 | 19.869 | 24.0622 | 28.0821 | 31.0734 | 31.39 | 31.2137 | 29.804 | 29.713 | 28.6995 | 27.647 | 26.9572 | 26.3984 | 25.462 | 25.8336 | 33.8745
3 | Berri | T399 | FY2022 | 30.8201 | 30.013 | 27.594 | 25.2443 | 23.4353 | 22.0544 | 20.7969 | 19.5275 | 18.7186 | 18.5531 | 18.3755 | 18.1756 | 18.2629 | 19.1889 | 20.044 | 19.6299 | 19.9501 | 15.4441 | 11.0897 | 7.2215 | 4.2862 | 0.033125 | -2.9407 | -3.9206 | -4.6427 | -4.9234 | -3.9309 | -2.2182 | -0.94143 | 1.6751 | 5.1773 | 10.0203 | 14.2415 | 19.9104 | 23.9971 | 27.909 | 30.8746 | 31.1678 | 30.9682 | 29.5584 | 29.4675 | 28.4571 | 27.4047 | 26.7936 | 26.3165 | 25.462 | 25.8336 | 33.8745
3 | Berri | T399 | FY2023 | 30.8849 | 30.0764 | 27.6574 | 25.3077 | 23.4987 | 22.1181 | 20.8606 | 19.5909 | 18.782 | 18.6165 | 18.4389 | 18.1473 | 18.277 | 19.2318 | 20.1164 | 19.4366 | 19.7578 | 14.8455 | 10.491 | 6.4234 | 2.5261 | -1.3491 | -4.1832 | -5.079 | -5.74 | -5.4397 | -4.4433 | -2.513 | -1.1797 | 2.1533 | 4.58 | 9.8217 | 14.0428 | 19.9523 | 23.9311 | 27.7334 | 30.6729 | 30.9425 | 30.7192 | 29.3095 | 29.2185 | 28.2068 | 27.1543 | 26.6276 | 26.2335 | 25.462 | 25.8336 | 33.8745
3 | Berri | T399 | FY2024 | 30.9385 | 30.1315 | 27.7126 | 25.3628 | 23.5538 | 22.1729 | 20.9154 | 19.646 | 18.8371 | 18.6716 | 18.494 | 18.1227 | 18.2894 | 19.2691 | 20.1793 | 19.1196 | 19.4418 | 14.2362 | 9.8818 | 5.6135 | 1.8527 | -2.1668 | -4.9575 | -5.9168 | -6.5455 | -6.1775 | -5.2176 | -3.1308 | -1.8539 | 1.6426 | 4.0693 | 9.6124 | 13.8336 | 19.9888 | 23.8737 | 27.5808 | 30.4976 | 30.7466 | 30.5027 | 29.093 | 29.0021 | 27.9918 | 26.9394 | 26.4833 | 26.1614 | 25.462 | 25.8336 | 33.8745
3 | Berri | T399 | FY2025 | 30.9887 | 30.183 | 27.764 | 25.4143 | 23.6053 | 22.2241 | 20.9666 | 19.6975 | 18.8886 | 18.7231 | 18.5455 | 18.0997 | 18.3009 | 19.3039 | 20.2381 | 18.8975 | 19.2205 | 13.621 | 9.2665 | 4.7978 | 1.1736 | -2.9901 | -5.7374 | -6.7601 | -7.3566 | -6.8208 | -5.8975 | -3.5541 | -2.3339 | 1.126 | 3.5527 | 9.3972 | 13.6183 | 20.0228 | 23.8201 | 27.4381 | 30.3338 | 30.5636 | 30.3005 | 28.8908 | 28.7998 | 27.7909 | 26.7384 | 26.3485 | 26.094 | 25.462 | 25.8336 | 33.8745
3 | Berri | T399 | FY2026 | 31.0433 | 30.2374 | 27.8185 | 25.4687 | 23.6598 | 22.2785 | 21.0211 | 19.7519 | 18.9431 | 18.7775 | 18.6 | 18.0754 | 18.313 | 19.3407 | 20.3003 | 18.6852 | 19.0091 | 13.009 | 8.6546 | 3.9859 | 0.49744 | -3.81 | -6.5142 | -7.6004 | -8.1649 | -7.4612 | -6.5743 | -4.174 | -3.0099 | 0.51423 | 2.9409 | 9.0852 | 13.3064 | 19.9588 | 23.6634 | 27.2874 | 30.1607 | 30.3701 | 30.0867 | 28.677 | 28.586 | 27.577 | 26.5245 | 26.2059 | 26.0227 | 25.462 | 25.8336 | 33.8745
3 | Berri | T399 | FY2027 | 31.0984 | 30.2918 | 27.8729 | 25.5231 | 23.7142 | 22.3331 | 21.0756 | 19.8063 | 18.9975 | 18.8319 | 18.6544 | 18.0511 | 18.3252 | 19.3775 | 20.3624 | 18.375 | 18.6999 | 12.2965 | 7.942 | 3.0736 | -0.23499 | -4.7675 | -7.4145 | -8.4526 | -8.9746 | -8.2133 | -7.3746 | -4.7315 | -3.6419 | -0.097612 | 2.3291 | 8.8727 | 13.0938 | 19.9948 | 23.6067 | 27.1367 | 29.9876 | 30.1767 | 29.873 | 28.4633 | 28.3723 | 27.3625 | 26.3101 | 26.0635 | 25.9515 | 25.462 | 25.8336 | 33.8745
3 | Berri | T399 | FY2028 | 31.1418 | 30.3367 | 27.9178 | 25.568 | 23.7591 | 22.3776 | 21.1202 | 19.8512 | 19.0423 | 18.8768 | 18.6993 | 18.0311 | 18.3352 | 19.4079 | 20.4137 | 18.1415 | 18.467 | 11.6707 | 7.3163 | 2.2472 | -0.91904 | -5.5935 | -8.1953 | -9.2952 | -9.7836 | -8.9559 | -8.1554 | -5.2575 | -4.2269 | -0.62492 | 1.8018 | 8.6469 | 12.868 | 20.0245 | 23.56 | 27.0124 | 29.8449 | 30.0173 | 29.6968 | 28.2871 | 28.1961 | 27.1879 | 26.1354 | 25.946 | 25.8928 | 25.462 | 25.8336 | 33.8745
4 | Blanche | T339 | FY2019 | 20.2601 | 19.6403 | 18.1105 | 16.812 | 15.6229 | 15.033 | 14.5759 | 14.4613 | 14.8894 | 14.4623 | 13.1334 | 13.594 | 13.4335 | 12.7615 | 12.0863 | 10.9021 | 10.4768 | 10.0249 | 9.7445 | 8.6718 | 7.9656 | 7.5171 | 7.0072 | 6.2817 | 6.6308 | 6.8033 | 6.9199 | 7.0801 | 7.7616 | 8.2486 | 9.1382 | 10.2784 | 12.0131 | 13.3572 | 14.6456 | 15.6214 | 15.8594 | 15.6495 | 15.3662 | 15.6735 | 15.6122 | 16.1946 | 16.3213 | 17.0118 | 16.6072 | 16.6443 | 16.5346 | 20.0068
4 | Blanche | T339 | FY2020 | 20.2746 | 19.6548 | 18.1251 | 16.8266 | 15.6375 | 15.0475 | 14.5904 | 14.4758 | 14.904 | 14.4768 | 13.1479 | 13.5875 | 13.4368 | 12.7714 | 12.1029 | 10.9251 | 10.5 | 10.0485 | 9.7682 | 8.592 | 7.9257 | 7.4079 | 6.9238 | 6.1211 | 6.4475 | 6.5941 | 6.68 | 6.8002 | 7.3852 | 7.9722 | 8.8617 | 10.0021 | 11.7367 | 13.1668 | 14.4305 | 15.5811 | 15.8131 | 15.5978 | 15.3091 | 15.6164 | 15.5551 | 16.1376 | 16.2643 | 16.9737 | 16.5881 | 16.6443 | 16.5346 | 20.0068
4 | Blanche | T339 | FY2021 | 20.2951 | 19.6756 | 18.1458 | 16.8473 | 15.6582 | 15.0682 | 14.6111 | 14.4966 | 14.9247 | 14.4976 | 13.1687 | 13.5782 | 13.4414 | 12.7854 | 12.1266 | 10.9574 | 10.5327 | 10.0824 | 9.802 | 8.4165 | 7.7879 | 7.1988 | 6.7391 | 5.8578 | 6.1627 | 6.385 | 6.4421 | 6.5246 | 7.0188 | 7.6058 | 8.4953 | 9.736 | 11.4706 | 13.0805 | 14.3089 | 15.5237 | 15.7472 | 15.5241 | 15.2276 | 15.535 | 15.4737 | 16.0564 | 16.1831 | 16.9194 | 16.561 | 16.6443 | 16.5346 | 20.0068
4 | Blanche | T339 | FY2022 | 20.3189 | 19.7006 | 18.1708 | 16.8723 | 15.6832 | 15.0929 | 14.6358 | 14.5216 | 14.9497 | 14.5226 | 13.1937 | 13.567 | 13.447 | 12.8023 | 12.1552 | 10.993 | 10.5687 | 10.1242 | 9.8438 | 8.307 | 7.6988 | 6.9245 | 6.4779 | 5.6083 | 5.9016 | 6.1107 | 6.1521 | 6.1143 | 6.5593 | 7.2463 | 8.1359 | 9.4778 | 11.2124 | 12.8971 | 14.0828 | 15.3544 | 15.5676 | 15.4352 | 15.1293 | 15.4366 | 15.3754 | 15.9593 | 16.086 | 16.8539 | 16.5282 | 16.6443 | 16.5346 | 20.0068
4 | Blanche | T339 | FY2023 | 20.3448 | 19.726 | 18.1962 | 16.8977 | 15.7086 | 15.1184 | 14.6613 | 14.547 | 14.9751 | 14.548 | 13.2191 | 13.5557 | 13.4527 | 12.8195 | 12.1841 | 11.0357 | 10.6119 | 10.1648 | 9.8844 | 8.0936 | 7.5044 | 6.6449 | 6.2107 | 5.3519 | 5.6343 | 5.7312 | 5.7581 | 5.8013 | 6.2005 | 6.9874 | 7.877 | 9.2183 | 10.9529 | 12.8139 | 13.9564 | 15.2841 | 15.4868 | 15.345 | 15.0297 | 15.337 | 15.2757 | 15.8591 | 15.9858 | 16.7875 | 16.495 | 16.6443 | 16.5346 | 20.0068
4 | Blanche | T339 | FY2024 | 20.3663 | 19.748 | 18.2183 | 16.9198 | 15.7307 | 15.1404 | 14.6832 | 14.5691 | 14.9972 | 14.57 | 13.2411 | 13.5459 | 13.4576 | 12.8344 | 12.2093 | 11.069 | 10.6455 | 10.2011 | 9.9207 | 8.0242 | 7.4741 | 6.3443 | 5.9354 | 5.0989 | 5.359 | 5.5306 | 5.5274 | 5.5315 | 5.8362 | 6.6232 | 7.5127 | 9.0547 | 10.7893 | 12.6285 | 13.7334 | 15.223 | 15.4167 | 15.2666 | 14.943 | 15.2503 | 15.1891 | 15.773 | 15.8998 | 16.7297 | 16.4661 | 16.6443 | 16.5346 | 20.0068
4 | Blanche | T339 | FY2025 | 20.3872 | 19.7692 | 18.2395 | 16.941 | 15.7519 | 15.1615 | 14.7044 | 14.5902 | 15.0184 | 14.5912 | 13.2623 | 13.5364 | 13.4623 | 12.8487 | 12.2335 | 11.1019 | 10.6788 | 10.2357 | 9.9553 | 7.8083 | 7.2788 | 6.1646 | 5.769 | 4.8442 | 5.0926 | 5.2509 | 5.2319 | 5.2154 | 5.4705 | 6.2575 | 7.1471 | 8.7893 | 10.5239 | 12.5425 | 13.6113 | 15.0643 | 15.2493 | 15.1912 | 14.8598 | 15.1671 | 15.1058 | 15.6901 | 15.8168 | 16.6742 | 16.4384 | 16.6443 | 16.5346 | 20.0068
4 | Blanche | T339 | FY2026 | 20.4098 | 19.7916 | 18.2619 | 16.9634 | 15.7743 | 15.184 | 14.7268 | 14.6127 | 15.0408 | 14.6136 | 13.2848 | 13.5264 | 13.4674 | 12.8639 | 12.2591 | 11.1386 | 10.7159 | 10.1718 | 9.8914 | 7.6936 | 7.1844 | 5.886 | 5.5036 | 4.5903 | 4.8272 | 4.8723 | 4.8377 | 4.9009 | 5.1068 | 5.9938 | 6.8834 | 8.5254 | 10.26 | 12.3573 | 13.388 | 15.0022 | 15.178 | 15.1116 | 14.7718 | 15.0791 | 15.0178 | 15.6019 | 15.7286 | 16.6155 | 16.409 | 16.6443 | 16.5346 | 20.0068
4 | Blanche | T339 | FY2027 | 20.4329 | 19.8142 | 18.2845 | 16.986 | 15.7969 | 15.2067 | 14.7495 | 14.6352 | 15.0634 | 14.6362 | 13.3073 | 13.5163 | 13.4724 | 12.8792 | 12.2849 | 11.1766 | 10.7543 | 10.2079 | 9.9275 | 7.5234 | 7.053 | 5.5846 | 5.2272 | 4.3361 | 4.5508 | 4.5709 | 4.5066 | 4.531 | 4.6435 | 5.6304 | 6.52 | 8.2615 | 9.9961 | 12.2723 | 13.2645 | 14.8397 | 15.0061 | 15.0313 | 14.6831 | 14.9904 | 14.9291 | 15.5126 | 15.6394 | 16.5564 | 16.3794 | 16.6443 | 16.5346 | 20.0068
4 | Blanche | T339 | FY2028 | 20.4513 | 19.8331 | 18.3033 | 17.0048 | 15.8157 | 15.2254 | 14.7683 | 14.6541 | 15.0822 | 14.6551 | 13.3262 | 13.5079 | 13.4766 | 12.8919 | 12.3064 | 11.2053 | 10.7832 | 10.2389 | 9.9585 | 7.4059 | 6.9568 | 5.3045 | 4.961 | 4.082 | 4.2846 | 4.2908 | 4.2101 | 4.2132 | 4.274 | 5.261 | 6.1505 | 7.9924 | 9.7271 | 12.0847 | 13.0448 | 14.7875 | 14.9462 | 14.8643 | 14.509 | 14.9164 | 14.8551 | 15.4391 | 15.5658 | 16.507 | 16.3548 | 16.6443 | 16.5346 | 20.0068
5 | Brinkworth | H220 | FY2019 | 2.5865 | 2.2687 | 1.9701 | 1.8189 | 1.6158 | 1.4754 | 1.4571 | 1.3883 | 1.4164 | 1.4055 | 1.4833 | 1.6246 | 1.731 | 1.9153 | 1.9893 | 1.7173 | 1.3824 | 1.0854 | 0.17537 | -2.4525 | -2.7744 | -1.5184 | -1.3891 | -0.8425 | -0.38686 | -0.31776 | 2.3646 | 2.572 | 2.1599 | 1.5926 | 0.37403 | 0.74243 | 0.88941 | 0.95601 | 1.2638 | 1.6181 | 1.7538 | 1.8431 | 1.8881 | 1.9035 | 1.8866 | 1.8207 | 1.7417 | 1.7571 | 1.7184 | 1.7418 | 1.6833 | 2.7204
5 | Brinkworth | H220 | FY2020 | 2.5881 | 2.2706 | 1.9719 | 1.8208 | 1.6177 | 1.4772 | 1.4589 | 1.3901 | 1.4182 | 1.4073 | 1.4851 | 1.6238 | 1.7314 | 1.8166 | 1.8914 | 1.6196 | 1.2848 | 0.98854 | 0.07847 | -2.5495 | -2.8714 | -1.5917 | -1.4525 | -0.89834 | -0.43632 | -0.3616 | 2.3151 | 2.5161 | 2.0965 | 1.6194 | 0.37697 | 0.74554 | 0.89251 | 0.95721 | 1.2619 | 1.6131 | 1.748 | 1.8366 | 1.881 | 1.8964 | 1.8795 | 1.8138 | 1.7347 | 1.7524 | 1.716 | 1.7418 | 1.6833 | 2.7204
5 | Brinkworth | H220 | FY2021 | 2.5906 | 2.2732 | 1.9745 | 1.8233 | 1.6202 | 1.4798 | 1.4615 | 1.3927 | 1.4208 | 1.4099 | 1.4877 | 1.6227 | 1.732 | 1.8183 | 1.8943 | 1.6235 | 1.2887 | 0.89281 | -0.017259 | -2.5452 | -2.8671 | -1.6768 | -1.5331 | -1.0756 | -0.61074 | -0.4335 | 2.2407 | 2.5388 | 2.1158 | 1.5343 | 0.28117 | 0.64981 | 0.79678 | 0.95893 | 1.2592 | 1.6059 | 1.7398 | 1.8274 | 1.8708 | 1.8862 | 1.8693 | 1.8037 | 1.7246 | 1.7456 | 1.7126 | 1.7418 | 1.6833 | 2.7204
5 | Brinkworth | H220 | FY2022 | 2.5935 | 2.2762 | 1.9776 | 1.8264 | 1.6233 | 1.4829 | 1.4645 | 1.3958 | 1.4239 | 1.413 | 1.4908 | 1.6213 | 1.7327 | 1.8204 | 1.8979 | 1.6278 | 1.293 | 0.89803 | -0.01204 | -2.6401 | -2.962 | -1.7598 | -1.6111 | -1.1498 | -0.68171 | -0.50163 | 2.1697 | 2.4646 | 2.0378 | 1.4513 | 0.18619 | 0.65503 | 0.802 | 0.96098 | 1.2559 | 1.5973 | 1.7299 | 1.8164 | 1.8586 | 1.874 | 1.8572 | 1.7917 | 1.7126 | 1.7375 | 1.7086 | 1.7418 | 1.6833 | 2.7204
5 | Brinkworth | H220 | FY2023 | 2.5966 | 2.2793 | 1.9807 | 1.8295 | 1.6264 | 1.4859 | 1.4676 | 1.3989 | 1.427 | 1.4161 | 1.4939 | 1.6199 | 1.7334 | 1.8225 | 1.9014 | 1.5328 | 1.1981 | 0.80302 | -0.10706 | -2.7351 | -3.057 | -1.8436 | -1.6903 | -1.2255 | -0.75437 | -0.57165 | 2.0971 | 2.389 | 1.9586 | 1.4675 | 0.19119 | 0.66001 | 0.80699 | 0.96302 | 1.2527 | 1.5888 | 1.7201 | 1.8055 | 1.8465 | 1.8619 | 1.845 | 1.7796 | 1.7005 | 1.7294 | 1.7045 | 1.7418 | 1.6833 | 2.7204
5 | Brinkworth | H220 | FY2024 | 2.599 | 2.2819 | 1.9833 | 1.8321 | 1.629 | 1.4885 | 1.4701 | 1.4015 | 1.4295 | 1.4186 | 1.4964 | 1.6188 | 1.7339 | 1.8242 | 1.9043 | 1.5363 | 1.2017 | 0.70732 | -0.20276 | -2.8308 | -3.1527 | -1.9275 | -1.7693 | -1.3006 | -0.82627 | -0.64073 | 2.0252 | 2.3139 | 1.8797 | 1.3836 | 0.09533 | 0.56431 | 0.71129 | 0.86471 | 1.1501 | 1.5817 | 1.712 | 1.7964 | 1.8365 | 1.8519 | 1.835 | 1.7697 | 1.6906 | 1.7227 | 1.7012 | 1.7418 | 1.6833 | 2.7204
5 | Brinkworth | H220 | FY2025 | 2.6011 | 2.2841 | 1.9855 | 1.8343 | 1.6312 | 1.4907 | 1.4723 | 1.4037 | 1.4318 | 1.4209 | 1.4987 | 1.6178 | 1.7344 | 1.8257 | 1.9069 | 1.4393 | 1.1046 | 0.71112 | -0.19895 | -2.9271 | -3.249 | -2.0119 | -1.8487 | -1.3762 | -0.89865 | -0.71028 | 1.9528 | 2.2383 | 1.8003 | 1.3992 | 0.098954 | 0.56811 | 0.71509 | 0.86619 | 1.1477 | 1.5755 | 1.7049 | 1.7884 | 1.8277 | 1.8431 | 1.8262 | 1.7611 | 1.682 | 1.7168 | 1.6983 | 1.7418 | 1.6833 | 2.7204
5 | Brinkworth | H220 | FY2026 | 2.6033 | 2.2864 | 1.9878 | 1.8366 | 1.6335 | 1.4929 | 1.4746 | 1.406 | 1.4341 | 1.4232 | 1.501 | 1.6167 | 1.735 | 1.8273 | 1.9095 | 1.4426 | 1.108 | 0.61495 | -0.29512 | -2.9233 | -3.2452 | -2.0961 | -1.9279 | -1.4516 | -0.97081 | -0.77959 | 1.8806 | 2.1629 | 1.721 | 1.315 | 0.0026812 | 0.57195 | 0.71892 | 0.86771 | 1.1453 | 1.5691 | 1.6975 | 1.7802 | 1.8186 | 1.8341 | 1.8172 | 1.7521 | 1.6731 | 1.7108 | 1.6953 | 1.7418 | 1.6833 | 2.7204
5 | Brinkworth | H220 | FY2027 | 2.6054 | 2.2886 | 1.99 | 1.8388 | 1.6357 | 1.4951 | 1.4768 | 1.4082 | 1.4363 | 1.4253 | 1.5032 | 1.6158 | 1.7354 | 1.8288 | 1.912 | 1.4458 | 1.1113 | 0.51859 | -0.39148 | -3.0197 | -3.3416 | -2.1804 | -2.0072 | -1.5271 | -1.0431 | -0.84902 | 1.8083 | 2.1874 | 1.7417 | 1.2306 | -0.093759 | 0.47559 | 0.62256 | 0.86916 | 1.1431 | 1.5631 | 1.6905 | 1.7724 | 1.81 | 1.8254 | 1.8085 | 1.7436 | 1.6645 | 1.7051 | 1.6924 | 1.7418 | 1.6833 | 2.7204
5 | Brinkworth | H220 | FY2028 | 2.6069 | 2.2903 | 1.9917 | 1.8405 | 1.6374 | 1.4968 | 1.4784 | 1.4099 | 1.438 | 1.427 | 1.5048 | 1.615 | 1.7358 | 1.7299 | 1.8139 | 1.3478 | 1.0133 | 0.52149 | -0.38858 | -3.1169 | -3.4388 | -2.2652 | -2.0869 | -1.6027 | -1.1154 | -0.91839 | 1.736 | 2.1117 | 1.6621 | 1.2458 | -0.091044 | 0.47849 | 0.62546 | 0.87027 | 1.1413 | 1.5584 | 1.6852 | 1.7665 | 1.8034 | 1.8189 | 1.802 | 1.7372 | 1.6581 | 1.7007 | 1.6902 | 1.7418 | 1.6833 | 2.7204
6 | Clare North | T381 | FY2019 | 6.1288 | 5.4271 | 4.8843 | 4.6575 | 4.5155 | 4.3978 | 4.1393 | 4.1666 | 4.087 | 4.1089 | 4.0691 | 4.0689 | 4.0684 | 3.8738 | 3.6284 | 3.3572 | 2.9638 | 2.481 | 1.6083 | 1.0207 | 0.7038 | 0.37305 | 0.15855 | 0.32788 | 0.45809 | 0.79661 | 0.96022 | 1.4123 | 1.4048 | 1.6851 | 1.9384 | 2.314 | 2.8139 | 3.33 | 4.0108 | 4.726 | 5.0311 | 5.3247 | 5.4434 | 5.3879 | 5.4049 | 5.3681 | 5.1963 | 5.1007 | 4.9389 | 5.0481 | 5.3262 | 6.8313
6 | Clare North | T381 | FY2020 | 6.1332 | 5.4317 | 4.8889 | 4.6621 | 4.5201 | 4.4023 | 4.1439 | 4.1712 | 4.0916 | 4.1135 | 4.0737 | 4.0668 | 4.0694 | 3.877 | 3.6336 | 3.2638 | 2.8705 | 2.2887 | 1.5039 | 0.95271 | 0.66374 | 0.25642 | 0.062692 | 0.21126 | 0.3179 | 0.62845 | 0.75563 | 1.1198 | 1.1123 | 1.4925 | 1.7458 | 2.1217 | 2.6216 | 3.233 | 3.906 | 4.6132 | 4.9165 | 5.3084 | 5.4254 | 5.3699 | 5.3869 | 5.3502 | 5.1785 | 5.0886 | 4.9328 | 5.0481 | 5.3262 | 6.8313
6 | Clare North | T381 | FY2021 | 6.1394 | 5.4382 | 4.8953 | 4.6686 | 4.5266 | 4.4087 | 4.1503 | 4.1777 | 4.0981 | 4.1199 | 4.0802 | 4.0639 | 4.0709 | 3.7813 | 3.541 | 3.0732 | 2.68 | 2.0994 | 1.3738 | 0.74702 | 0.47686 | 0.085248 | -0.094511 | 0.040084 | 0.13087 | 0.42261 | 0.52528 | 0.83026 | 0.82274 | 1.203 | 1.4563 | 1.9324 | 2.4323 | 3.0373 | 3.6993 | 4.5953 | 4.8959 | 5.2854 | 5.4 | 5.3445 | 5.3615 | 5.3251 | 5.1533 | 5.0717 | 4.9244 | 5.0481 | 5.3262 | 6.8313
6 | Clare North | T381 | FY2022 | 6.1465 | 5.4458 | 4.903 | 4.6763 | 4.5343 | 4.4163 | 4.1579 | 4.1854 | 4.1058 | 4.1276 | 4.0879 | 3.9605 | 3.9726 | 3.6865 | 3.4498 | 2.9835 | 2.5904 | 1.9124 | 1.2488 | 0.54745 | 0.29699 | -0.078355 | -0.24348 | -0.12352 | -0.049344 | 0.22271 | 0.2997 | 0.54271 | 0.53519 | 0.91546 | 1.1687 | 1.7454 | 2.2453 | 2.9424 | 3.5913 | 4.5741 | 4.8715 | 5.2581 | 5.3698 | 5.3143 | 5.3313 | 5.2955 | 5.1237 | 5.0516 | 4.9143 | 5.0481 | 5.3262 | 6.8313
6 | Clare North | T381 | FY2023 | 6.1542 | 5.4535 | 4.9106 | 4.6839 | 4.5419 | 4.4239 | 4.1655 | 4.193 | 4.1134 | 4.1352 | 4.0955 | 3.9571 | 3.9743 | 3.6917 | 3.4585 | 2.7958 | 2.4029 | 1.7248 | 1.2487 | 0.40857 | 0.16945 | -0.19267 | -0.34474 | -0.39657 | -0.34515 | -0.10149 | -0.065148 | 0.13855 | 0.24757 | 0.72785 | 0.98111 | 1.5578 | 2.0577 | 2.8474 | 3.4833 | 4.4529 | 4.7472 | 5.2309 | 5.3398 | 5.2843 | 5.3013 | 5.2655 | 5.0937 | 5.0316 | 4.9043 | 5.0481 | 5.3262 | 6.8313
6 | Clare North | T381 | FY2024 | 6.1603 | 5.46 | 4.9171 | 4.6904 | 4.5484 | 4.4303 | 4.1719 | 4.1995 | 4.1199 | 4.1417 | 4.102 | 3.9542 | 3.9757 | 3.5961 | 3.3659 | 2.7049 | 2.3121 | 1.5356 | 1.0596 | 0.2812 | 0.067733 | -0.37491 | -0.51039 | -0.5476 | -0.5108 | -0.28373 | -0.26707 | -0.08903 | -0.041927 | 0.43835 | 0.69161 | 1.3686 | 1.8685 | 2.7517 | 3.3766 | 4.435 | 4.7266 | 5.2079 | 5.3144 | 5.2588 | 5.2759 | 5.2404 | 5.0686 | 5.0146 | 4.8958 | 5.0481 | 5.3262 | 6.8313
6 | Clare North | T381 | FY2025 | 6.1658 | 5.4658 | 4.9229 | 4.6962 | 4.5542 | 4.4361 | 4.1776 | 4.2053 | 4.1257 | 4.1475 | 4.1078 | 3.9516 | 3.977 | 3.5 | 3.2725 | 2.6129 | 2.2202 | 1.3454 | 0.86936 | 0.05278 | -0.13503 | -0.55819 | -0.67707 | -0.69966 | -0.67748 | -0.46702 | -0.47005 | -0.31767 | -0.33252 | 0.24775 | 0.50102 | 1.1784 | 1.6783 | 2.6555 | 3.2705 | 4.4189 | 4.7081 | 5.1873 | 5.2916 | 5.236 | 5.2531 | 5.2179 | 5.0462 | 4.9994 | 4.8882 | 5.0481 | 5.3262 | 6.8313
6 | Clare North | T381 | FY2026 | 6.1716 | 5.4718 | 4.9289 | 4.7022 | 4.5602 | 4.442 | 4.1836 | 4.2113 | 4.1317 | 4.1535 | 4.1138 | 3.9489 | 3.9784 | 3.5041 | 3.2794 | 2.4218 | 2.0292 | 1.1553 | 0.67925 | -0.07535 | -0.23745 | -0.74101 | -0.84327 | -0.8512 | -0.84367 | -0.64984 | -0.67259 | -0.54592 | -0.62282 | -0.042551 | 0.21072 | 0.98829 | 1.4882 | 2.5595 | 3.1643 | 4.4023 | 4.689 | 5.166 | 5.2681 | 5.2125 | 5.2296 | 5.1946 | 5.0228 | 4.9837 | 4.8804 | 5.0481 | 5.3262 | 6.8313
6 | Clare North | T381 | FY2027 | 6.1772 | 5.4776 | 4.9347 | 4.708 | 4.566 | 4.4478 | 4.1893 | 4.2171 | 4.1375 | 4.1593 | 4.1196 | 3.8463 | 3.8797 | 3.408 | 3.186 | 2.3306 | 1.9381 | 0.9648 | 0.48877 | -0.25908 | -0.37695 | -0.84664 | -0.92028 | -1.003 | -1.0207 | -0.85547 | -0.91217 | -0.82973 | -1.0134 | -0.33316 | -0.079895 | 0.79781 | 1.2977 | 2.4633 | 3.0582 | 4.2862 | 4.5706 | 5.1454 | 5.2453 | 5.1898 | 5.2068 | 5.172 | 5.0002 | 4.9686 | 4.8728 | 5.0481 | 5.3262 | 6.8313
6 | Clare North | T381 | FY2028 | 6.1814 | 5.4821 | 4.9392 | 4.7125 | 4.5705 | 4.4522 | 4.1938 | 4.2216 | 4.142 | 4.1638 | 4.1241 | 3.8443 | 3.8807 | 3.311 | 3.0911 | 2.1365 | 1.7441 | 0.77252 | 0.2965 | -0.48846 | -0.58021 | -1.1301 | -1.1868 | -1.1547 | -1.1872 | -1.0389 | -1.1157 | -1.0593 | -1.3061 | -0.52583 | -0.27257 | 0.60553 | 1.1054 | 2.2663 | 2.8535 | 4.2737 | 4.5562 | 5.1293 | 5.2275 | 5.172 | 5.189 | 5.1546 | 4.9828 | 4.9567 | 4.8669 | 5.0481 | 5.3262 | 6.8313
7 | Dalrymple | T507 | FY2019 | 3.2624 | 3.0801 | 2.6691 | 2.6011 | 2.6011 | 2.2618 | 2.3988 | 2.3951 | 2.2591 | 2.2241 | 2.4651 | 2.3931 | 2.4635 | 2.1584 | 1.5784 | 1.2826 | 0.90665 | 0.3401 | -0.037896 | -0.16898 | -0.58098 | -0.76503 | -0.80232 | -0.9017 | -0.99547 | -1.1193 | -1.0285 | -0.6297 | -0.53232 | -0.18503 | 0.1814 | 0.5451 | 1.1601 | 1.7834 | 2.1888 | 2.8672 | 2.7643 | 3.0706 | 3.0698 | 3.1388 | 3.0698 | 2.8865 | 2.8185 | 2.7645 | 2.6313 | 3.351 | 4.616 | 3.795
7 | Dalrymple | T507 | FY2020 | 3.2651 | 3.0831 | 2.6721 | 2.6041 | 2.6041 | 2.2648 | 2.4018 | 2.3981 | 2.2621 | 2.2271 | 2.4681 | 2.3917 | 2.4641 | 2.1605 | 1.5818 | 1.1864 | 0.81051 | 0.14528 | -0.23272 | -0.36392 | -0.77592 | -0.86603 | -0.86434 | -1.0338 | -1.1024 | -1.204 | -1.1354 | -0.7618 | -0.69434 | -0.38603 | -0.11372 | 0.35028 | 0.96528 | 1.6854 | 2.0857 | 2.8588 | 2.7547 | 3.0598 | 3.0579 | 3.1269 | 3.0579 | 2.8749 | 2.8069 | 2.7566 | 2.6273 | 3.351 | 4.616 | 3.795
7 | Dalrymple | T507 | FY2021 | 3.2692 | 3.0874 | 2.6764 | 2.6084 | 2.6084 | 2.269 | 2.406 | 2.4024 | 2.2664 | 2.2314 | 2.4724 | 2.3898 | 2.4651 | 2.0633 | 1.4867 | 0.99257 | 0.61673 | 0.052369 | -0.32563 | -0.5569 | -0.9689 | -1.0902 | -1.0599 | -1.2074 | -1.2575 | -1.3428 | -1.2905 | -0.93543 | -0.88988 | -0.61015 | -0.40681 | 0.15737 | 0.77237 | 1.4882 | 1.8812 | 2.847 | 2.7412 | 3.0447 | 3.0412 | 3.1102 | 3.0412 | 2.8584 | 2.7904 | 2.7455 | 2.6217 | 3.351 | 4.616 | 3.795
7 | Dalrymple | T507 | FY2022 | 3.2739 | 3.0924 | 2.6814 | 2.6134 | 2.6134 | 2.274 | 2.411 | 2.4074 | 2.2714 | 2.2364 | 2.4774 | 2.3876 | 2.4662 | 2.0668 | 1.4925 | 0.89927 | 0.52351 | -0.13906 | -0.51706 | -0.84848 | -1.2605 | -1.2103 | -1.1504 | -1.3751 | -1.406 | -1.4744 | -1.439 | -1.1031 | -1.0804 | -0.73031 | -0.59863 | -0.034056 | 0.58094 | 1.3915 | 1.776 | 2.733 | 2.6251 | 3.0267 | 3.0213 | 3.0903 | 3.0213 | 2.8389 | 2.7709 | 2.7322 | 2.6151 | 3.351 | 4.616 | 3.795
7 | Dalrymple | T507 | FY2023 | 3.2789 | 3.0974 | 2.6864 | 2.6184 | 2.6184 | 2.279 | 2.416 | 2.4124 | 2.2764 | 2.2414 | 2.4824 | 2.2853 | 2.3673 | 1.9701 | 1.3982 | 0.80728 | 0.43161 | -0.33092 | -0.70892 | -1.0404 | -1.4524 | -1.3874 | -1.2799 | -1.4682 | -1.4683 | -1.6096 | -1.6013 | -1.2962 | -1.3099 | -0.90741 | -0.8905 | -0.22592 | 0.38908 | 1.2949 | 1.6708 | 2.7192 | 2.6092 | 3.0089 | 3.0016 | 3.0706 | 3.0016 | 2.8192 | 2.7512 | 2.7191 | 2.6085 | 3.351 | 4.616 | 3.795
7 | Dalrymple | T507 | FY2024 | 3.2829 | 3.1017 | 2.6907 | 2.6227 | 2.6227 | 2.2832 | 2.4202 | 2.4167 | 2.2807 | 2.2457 | 2.4867 | 2.2834 | 2.3683 | 1.873 | 1.303 | 0.61319 | 0.23759 | -0.52382 | -0.90182 | -1.2333 | -1.6453 | -1.6091 | -1.472 | -1.7376 | -1.7186 | -1.743 | -1.7516 | -1.4656 | -1.502 | -1.1291 | -1.1836 | -0.41882 | 0.19618 | 1.1977 | 1.5663 | 2.7074 | 2.5957 | 2.9939 | 2.985 | 3.054 | 2.985 | 2.8028 | 2.7348 | 2.708 | 2.603 | 3.351 | 4.616 | 3.795
7 | Dalrymple | T507 | FY2025 | 3.2862 | 3.1053 | 2.6943 | 2.6263 | 2.6263 | 2.2867 | 2.4237 | 2.4203 | 2.2843 | 2.2493 | 2.4903 | 2.2818 | 2.3691 | 1.8755 | 1.3072 | 0.5179 | 0.14236 | -0.71762 | -1.0956 | -1.4273 | -1.8393 | -1.7318 | -1.5651 | -1.8079 | -1.7698 | -1.8773 | -1.9028 | -1.6359 | -1.6951 | -1.2518 | -1.3778 | -0.61262 | 0.0023827 | 1.1001 | 1.4626 | 2.5974 | 2.4841 | 2.9809 | 2.9707 | 3.0397 | 2.9707 | 2.7889 | 2.7209 | 2.6985 | 2.5982 | 3.351 | 4.616 | 3.795
7 | Dalrymple | T507 | FY2026 | 3.2897 | 3.1091 | 2.6981 | 2.6301 | 2.6301 | 2.2904 | 2.4274 | 2.4241 | 2.2881 | 2.2531 | 2.4941 | 2.2801 | 2.3699 | 1.778 | 1.2115 | 0.42325 | 0.047773 | -0.91136 | -1.2894 | -1.6211 | -2.0331 | -1.9541 | -1.7578 | -2.0779 | -2.0205 | -2.0112 | -2.0535 | -1.8059 | -1.8878 | -1.4741 | -1.6717 | -0.80636 | -0.19136 | 1.0025 | 1.3587 | 2.587 | 2.4722 | 2.9676 | 2.956 | 3.025 | 2.956 | 2.7743 | 2.7063 | 2.6887 | 2.5933 | 3.351 | 4.616 | 3.795
7 | Dalrymple | T507 | FY2027 | 3.2932 | 3.1126 | 2.7016 | 2.6336 | 2.6336 | 2.294 | 2.431 | 2.4276 | 2.2916 | 2.2566 | 2.4976 | 2.2785 | 2.3707 | 1.7804 | 1.2155 | 0.32843 | -0.046983 | -1.1054 | -1.4834 | -1.8152 | -2.2272 | -2.132 | -1.8875 | -2.1706 | -2.0821 | -2.1453 | -2.2151 | -1.8986 | -2.0175 | -1.652 | -1.9659 | -1.0004 | -0.38544 | 0.8049 | 1.1549 | 2.5771 | 2.4609 | 2.955 | 2.942 | 3.011 | 2.942 | 2.7605 | 2.6925 | 2.6794 | 2.5887 | 3.351 | 4.616 | 3.795
7 | Dalrymple | T507 | FY2028 | 3.2955 | 3.1153 | 2.7043 | 2.6363 | 2.6363 | 2.2966 | 2.4336 | 2.4303 | 2.2943 | 2.2593 | 2.5003 | 2.2773 | 2.3713 | 1.6822 | 1.1186 | 0.13164 | -0.24373 | -1.2007 | -1.5787 | -2.1107 | -2.5227 | -2.3553 | -2.0808 | -2.341 | -2.2331 | -2.2792 | -2.3661 | -2.069 | -2.2108 | -1.8753 | -2.2615 | -1.1957 | -0.58075 | 0.70669 | 1.0521 | 2.4696 | 2.3523 | 2.9453 | 2.9314 | 3.0004 | 2.9314 | 2.7502 | 2.6822 | 2.6723 | 2.5851 | 3.351 | 4.616 | 3.795
8 | Davenport West | H426 | FY2019 | 12.6383 | 10.824 | 9.6809 | 9.0501 | 8.7268 | 8.6132 | 8.4768 | 8.1903 | 8.1884 | 8.2557 | 8.2838 | 8.3715 | 8.3838 | 8.2938 | 8.4418 | 8.0561 | 7.6203 | 6.6056 | 4.6613 | 3.3671 | 2.9894 | 2.3375 | 1.9557 | 1.8347 | 1.324 | 1.2102 | 1.0002 | 1.0027 | 0.50163 | 1.2265 | 2.0408 | 2.9659 | 3.7312 | 5.1607 | 6.0173 | 7.3373 | 8.2497 | 9.6176 | 9.8837 | 10.0671 | 10.1579 | 10.2428 | 9.9628 | 10.031 | 9.9358 | 10.0148 | 10.2614 | 13.9278
8 | Davenport West | H426 | FY2020 | 12.6542 | 10.8399 | 9.6967 | 9.066 | 8.7427 | 8.6291 | 8.4927 | 8.2061 | 8.2043 | 8.1716 | 8.1996 | 8.2644 | 8.2874 | 8.1045 | 8.2599 | 7.5818 | 7.1463 | 6.0313 | 4.087 | 2.5928 | 2.2151 | 1.5632 | 1.1814 | 0.96038 | 0.69956 | 0.78919 | 0.65857 | 0.72803 | 0.28596 | 1.1519 | 1.8992 | 2.8449 | 3.5067 | 4.9712 | 5.8008 | 7.2933 | 8.1992 | 9.5612 | 9.8214 | 10.0047 | 10.0955 | 10.1804 | 9.9004 | 9.9895 | 9.915 | 10.0148 | 10.2614 | 13.9278
8 | Davenport West | H426 | FY2021 | 12.676 | 10.8622 | 9.7191 | 9.0884 | 8.765 | 8.6514 | 8.515 | 8.2285 | 8.2267 | 8.194 | 8.222 | 8.2545 | 8.2924 | 7.8197 | 7.9855 | 7.2156 | 6.7805 | 5.3681 | 3.4238 | 1.9294 | 1.5517 | 0.69946 | 0.31767 | 0.096634 | 0.019204 | 0.1848 | 0.11247 | 0.33107 | -0.067709 | 0.85489 | 1.5531 | 2.6411 | 3.2269 | 4.686 | 5.4775 | 7.1313 | 8.028 | 9.3817 | 9.6335 | 9.9168 | 10.0076 | 10.093 | 9.813 | 9.9309 | 9.8857 | 10.0148 | 10.2614 | 13.9278
8 | Davenport West | H426 | FY2022 | 12.7012 | 10.889 | 9.7459 | 9.1152 | 8.7918 | 8.6778 | 8.5414 | 8.2553 | 8.2535 | 8.2208 | 8.2488 | 8.1425 | 8.1984 | 7.6378 | 7.8161 | 6.7527 | 6.318 | 4.8132 | 2.8689 | 1.1738 | 0.79613 | -0.057102 | -0.43889 | -0.65993 | -0.5489 | -0.40524 | -0.41767 | -0.048575 | -0.40286 | 0.57524 | 1.2229 | 2.4527 | 2.9604 | 4.4038 | 5.1496 | 6.9571 | 7.8427 | 9.2864 | 9.5282 | 9.8115 | 9.9024 | 9.9894 | 9.7094 | 9.8607 | 9.8506 | 10.0148 | 10.2614 | 13.9278
8 | Davenport West | H426 | FY2023 | 12.7285 | 10.916 | 9.7729 | 9.1422 | 8.8188 | 8.7049 | 8.5684 | 8.2823 | 8.2804 | 8.2478 | 8.2758 | 8.1305 | 8.2044 | 7.456 | 7.6469 | 6.3971 | 5.9629 | 4.1565 | 2.2122 | 0.4173 | 0.039598 | -0.91344 | -1.2952 | -1.5163 | -1.221 | -1.0011 | -0.95494 | -0.43648 | -0.74728 | 0.28734 | 0.88567 | 2.1565 | 2.5879 | 4.1216 | 4.8215 | 6.7824 | 7.657 | 9.1906 | 9.4223 | 9.7057 | 9.7965 | 9.8832 | 9.6032 | 9.7901 | 9.8153 | 10.0148 | 10.2614 | 13.9278
8 | Davenport West | H426 | FY2024 | 12.7507 | 10.9392 | 9.796 | 9.1653 | 8.842 | 8.7278 | 8.5914 | 8.3054 | 8.3036 | 8.2709 | 8.2989 | 8.0201 | 8.1096 | 7.2717 | 7.4733 | 5.931 | 5.4972 | 3.5949 | 1.6506 | -0.34465 | -0.72235 | -1.7759 | -2.1577 | -2.3787 | -1.8945 | -1.4962 | -1.39 | -0.82089 | -1.0871 | 0.0029315 | 0.55061 | 1.9623 | 2.3154 | 3.8369 | 4.4974 | 6.7183 | 7.5834 | 9.1083 | 9.3314 | 9.6148 | 9.7056 | 9.7932 | 9.5132 | 9.7295 | 9.785 | 10.0148 | 10.2614 | 13.9278
8 | Davenport West | H426 | FY2025 | 12.7717 | 10.9608 | 9.8177 | 9.187 | 8.8636 | 8.7493 | 8.6129 | 8.3271 | 8.3252 | 8.2926 | 8.3206 | 7.9105 | 8.0144 | 7.0863 | 7.298 | 5.5631 | 5.1296 | 3.0307 | 1.0864 | -1.0091 | -1.3868 | -2.4409 | -2.8226 | -3.1437 | -2.4703 | -2.0937 | -1.9274 | -1.2076 | -1.4292 | -0.18381 | 0.3132 | 1.8655 | 2.1403 | 3.5512 | 4.1749 | 6.5584 | 7.4145 | 9.0314 | 9.2464 | 9.5298 | 9.6206 | 9.7089 | 9.4289 | 9.6728 | 9.7567 | 10.0148 | 10.2614 | 13.9278
8 | Davenport West | H426 | FY2026 | 12.7941 | 10.9834 | 9.8403 | 9.2096 | 8.8862 | 8.7719 | 8.6354 | 8.3497 | 8.3478 | 8.3152 | 8.3432 | 7.9004 | 8.0195 | 6.9016 | 7.1238 | 5.1987 | 4.7657 | 2.4675 | 0.5232 | -1.6724 | -2.0501 | -3.3042 | -3.686 | -4.007 | -3.1448 | -2.5899 | -2.3636 | -1.5932 | -1.7701 | -0.46935 | -0.022955 | 1.5694 | 1.766 | 3.2662 | 3.8513 | 6.3958 | 7.2426 | 8.951 | 9.1576 | 9.441 | 9.5318 | 9.6203 | 9.3403 | 9.6136 | 9.7271 | 10.0148 | 10.2614 | 13.9278
8 | Davenport West | H426 | FY2027 | 12.8166 | 11.0058 | 9.8627 | 9.232 | 8.9086 | 8.7943 | 8.6579 | 8.3721 | 8.3702 | 8.3376 | 8.3656 | 7.7904 | 7.9245 | 6.6168 | 6.8494 | 4.735 | 4.3023 | 1.8038 | -0.14055 | -2.5361 | -2.9138 | -4.1679 | -3.0562 | -2.8585 | -2.7479 | -2.3008 | -2.1116 | -1.9224 | -2.789 | -1.4735 | -1.3171 | -0.62856 | 0.075946 | 2.981 | 3.528 | 6.2337 | 7.0713 | 8.8713 | 9.0695 | 9.3529 | 9.4437 | 9.5321 | 9.2521 | 9.5549 | 9.6977 | 10.0148 | 10.2614 | 13.9278
8 | Davenport West | H426 | FY2028 | 12.8339 | 11.024 | 9.8809 | 9.2502 | 8.9268 | 8.8123 | 8.6759 | 8.3903 | 8.3885 | 8.3558 | 8.3838 | 7.7822 | 7.9286 | 6.4291 | 6.6702 | 4.261 | 3.8287 | 1.1342 | -0.81017 | -3.3061 | -3.6838 | -5.0384 | -3.69 | -3.2943 | -3.1084 | -2.6979 | -2.4529 | -2.2195 | -3.1495 | -1.8092 | -1.7509 | -1.0982 | -0.39367 | 2.6931 | 3.209 | 6.1832 | 7.0134 | 8.8066 | 8.998 | 9.2814 | 9.3722 | 9.4615 | 9.1815 | 9.5072 | 9.6739 | 10.0148 | 10.2614 | 13.9278
9 | Dorrien | T525 | FY2019 | 48.2163 | 45.8581 | 43.3967 | 42.807 | 41.2257 | 40.9433 | 39.9384 | 38.9469 | 39.5488 | 40.1833 | 40.6211 | 42.8736 | 45.2336 | 46.5722 | 45.7817 | 45.8149 | 44.9888 | 45.0233 | 45.9208 | 46.1388 | 47.176 | 47.005 | 47.8189 | 49.1264 | 49.666 | 50.6827 | 51.5167 | 20.9168 | 37.7261 | 29.1627 | -4.9667 | -2.4207 | -3.0159 | -4.0121 | 38.5061 | 25.8873 | 46.2457 | 66.1042 | 60.5193 | 63.7798 | 62.0695 | 59.9125 | 58.4206 | 55.9002 | 53.7884 | 51.6435 | 50.7523 | 54.1764
9 | Dorrien | T525 | FY2020 | 48.2411 | 45.882 | 43.4206 | 42.831 | 41.2497 | 40.9674 | 39.9625 | 38.9708 | 39.5727 | 40.2072 | 40.645 | 42.8629 | 45.239 | 46.4884 | 45.709 | 45.2563 | 44.4306 | 44.1613 | 45.0588 | 45.1771 | 46.2143 | 46.0438 | 46.8577 | 47.9652 | 48.5048 | 49.6215 | 50.4555 | 19.9995 | 36.8683 | 28.5507 | -5.5401 | -2.761 | -3.3902 | -4.147 | 38.2847 | 25.9649 | 46.1696 | 66.0191 | 60.4253 | 63.6858 | 61.9755 | 59.8176 | 58.3258 | 55.8375 | 53.757 | 51.6435 | 50.7523 | 54.1764
9 | Dorrien | T525 | FY2021 | 48.2752 | 45.9161 | 43.4548 | 42.8651 | 41.2838 | 41.0016 | 39.9966 | 39.0049 | 39.6069 | 40.2414 | 40.6792 | 42.8477 | 45.2466 | 46.3115 | 45.548 | 44.8106 | 43.9855 | 43.3167 | 44.2142 | 44.1324 | 45.1697 | 44.9991 | 45.813 | 46.9205 | 47.4601 | 48.4768 | 61.8159 | 24.2914 | 39.9786 | 31.1552 | -3.3191 | -6.2306 | -7.2718 | -8.4006 | 32.7497 | 13.322 | 45.961 | 65.8978 | 60.2912 | 63.5517 | 61.8414 | 59.6836 | 58.1918 | 55.7481 | 53.7123 | 51.6435 | 50.7523 | 54.1764
9 | Dorrien | T525 | FY2022 | 48.3148 | 45.9576 | 43.4962 | 42.9065 | 41.3252 | 41.0426 | 40.0376 | 39.0464 | 39.6483 | 40.2828 | 40.7206 | 42.7292 | 45.1559 | 46.1396 | 45.3953 | 44.2707 | 43.4463 | 42.4856 | 43.3831 | 43.2006 | 44.2379 | 43.9663 | 44.7801 | 45.8876 | 46.4272 | 47.4439 | 60.8743 | 23.4876 | 39.2038 | 30.6048 | -3.8479 | -6.6792 | -7.7449 | -8.6442 | 32.3978 | 13.2073 | 45.8292 | 65.7505 | 60.1285 | 63.389 | 61.6787 | 59.5227 | 58.0309 | 55.6397 | 53.6581 | 51.6435 | 50.7523 | 54.1764
9 | Dorrien | T525 | FY2023 | 48.3583 | 45.9999 | 43.5385 | 42.9488 | 41.3675 | 41.0851 | 40.0802 | 39.0886 | 39.6906 | 40.3251 | 40.7629 | 42.7103 | 45.1653 | 45.9682 | 45.2436 | 43.7429 | 42.9192 | 41.6529 | 42.5504 | 42.1684 | 43.2056 | 42.9348 | 43.7486 | 44.7561 | 45.2957 | 46.3124 | 59.8716 | 22.6383 | 38.3954 | 30.031 | -4.3914 | -7.0543 | -8.1545 | -8.834 | 32.0826 | 12.9902 | 45.5947 | 65.6003 | 59.9624 | 63.2229 | 61.5126 | 59.3554 | 57.8636 | 55.529 | 53.6027 | 51.6435 | 50.7523 | 54.1764
9 | Dorrien | T525 | FY2024 | 48.3946 | 46.0368 | 43.5755 | 42.9858 | 41.4045 | 41.122 | 40.117 | 39.1256 | 39.7275 | 40.362 | 40.7998 | 42.6938 | 45.1736 | 45.7932 | 45.0858 | 43.1996 | 42.3766 | 40.8135 | 41.711 | 41.2287 | 42.266 | 41.8947 | 42.7085 | 43.616 | 44.1556 | 45.2723 | 59.0121 | 21.8536 | 37.6682 | 29.4522 | -4.9276 | -7.4324 | -8.581 | -8.9541 | 31.8248 | 12.8878 | 45.4771 | 65.4689 | 59.8172 | 63.0777 | 61.3674 | 59.2109 | 57.7191 | 55.4322 | 53.5543 | 51.6435 | 50.7523 | 54.1764
9 | Dorrien | T525 | FY2025 | 48.4291 | 46.0719 | 43.6105 | 43.0208 | 41.4395 | 41.1569 | 40.152 | 39.1607 | 39.7626 | 40.3971 | 40.8349 | 42.6782 | 45.1814 | 45.6169 | 44.9259 | 42.754 | 41.9315 | 40.0707 | 40.9683 | 40.2858 | 41.323 | 40.9514 | 41.7653 | 42.6728 | 43.2124 | 44.2291 | 58.0599 | 21.1391 | 36.9825 | 28.8909 | -5.4674 | -7.7932 | -8.9662 | -9.1023 | 31.5792 | 12.6908 | 45.2656 | 65.3443 | 59.6796 | 62.9401 | 61.2298 | 59.0738 | 57.5819 | 55.3404 | 53.5085 | 51.6435 | 50.7523 | 54.1764
9 | Dorrien | T525 | FY2026 | 48.4667 | 46.1091 | 43.6477 | 43.058 | 41.4767 | 41.1942 | 40.1892 | 39.1979 | 39.7998 | 40.4343 | 40.8721 | 42.6616 | 45.1898 | 45.442 | 44.7683 | 42.2151 | 41.3933 | 39.2306 | 40.1281 | 39.3458 | 40.3831 | 40.0117 | 40.8256 | 41.5331 | 42.0727 | 43.1894 | 57.1551 | 20.2902 | 36.1765 | 28.321 | -6.0054 | -8.1634 | -9.3726 | -9.2868 | 31.2755 | 12.5878 | 45.1473 | 65.2121 | 59.5335 | 62.794 | 61.0837 | 58.9273 | 57.4355 | 55.243 | 53.4598 | 51.6435 | 50.7523 | 54.1764
9 | Dorrien | T525 | FY2027 | 48.505 | 46.1465 | 43.6852 | 43.0955 | 41.5142 | 41.2318 | 40.2269 | 39.2353 | 39.8373 | 40.4717 | 40.9095 | 42.6449 | 45.1981 | 45.1674 | 44.5111 | 41.6782 | 40.857 | 38.2905 | 39.188 | 38.206 | 39.2433 | 38.8724 | 39.6863 | 40.3938 | 40.9334 | 41.9501 | 56.0949 | 19.5041 | 35.4474 | 27.7399 | -6.5443 | -8.5454 | -9.8026 | -9.5088 | 30.9155 | 12.384 | 44.9281 | 65.079 | 59.3864 | 62.6468 | 60.9366 | 58.7793 | 57.2875 | 55.1449 | 53.4107 | 51.6435 | 50.7523 | 54.1764
9 | Dorrien | T525 | FY2028 | 48.5356 | 46.1778 | 43.7165 | 43.1268 | 41.5455 | 41.263 | 40.258 | 39.2666 | 39.8686 | 40.503 | 40.9408 | 42.6309 | 45.2051 | 44.9885 | 44.3469 | 41.1258 | 40.3052 | 37.4419 | 38.3394 | 37.2571 | 38.2944 | 37.8231 | 38.637 | 39.2445 | 39.7841 | 40.9008 | 55.1846 | 18.6514 | 34.6389 | 27.1686 | -7.0827 | -8.916 | -10.2104 | -9.6915 | 30.6219 | 12.2973 | 44.8286 | 64.9677 | 59.2635 | 62.5239 | 60.8136 | 58.6571 | 57.1652 | 55.063 | 53.3698 | 51.6435 | 50.7523 | 54.1764
10 | East Terrace | H366 | FY2019 | 195.3297 | 190.2192 | 177.0048 | 167.9229 | 162.311 | 159.9495 | 158.8196 | 156.8831 | 156.2616 | 157.0865 | 159.2227 | 162.7707 | 165.7997 | 169.7448 | 168.4295 | 170.2345 | 157.8906 | 149.6021 | 138.4367 | 125.834 | 105.3449 | 87.9036 | 78.3945 | 71.6946 | 67.0761 | 79.0633 | 82.322 | 81.2534 | 89.2939 | 108.0008 | 111.7418 | 122.8017 | 135.8882 | 151.1457 | 164.7053 | 179.9586 | 190.0119 | 198.9396 | 204.4429 | 206.1883 | 208.0393 | 206.4293 | 202.0772 | 196.2139 | 189.3593 | 183.5257 | 177.7137 | 185.9608
10 | East Terrace | H366 | FY2020 | 195.6394 | 190.5201 | 177.3057 | 168.2238 | 162.6119 | 160.2524 | 159.1225 | 157.1841 | 156.5625 | 157.2875 | 159.4237 | 161.8364 | 165.067 | 166.6484 | 165.4731 | 164.1485 | 151.8097 | 140.7809 | 129.6155 | 115.0163 | 98.5263 | 81.6468 | 73.4087 | 67.3803 | 63.7059 | 74.7491 | 76.9362 | 75.5965 | 81.9805 | 98.4884 | 102.2293 | 115.6805 | 128.767 | 147.0448 | 160.0919 | 178.0252 | 187.9547 | 197.87 | 203.2611 | 205.0065 | 206.8575 | 205.2387 | 200.8865 | 195.4259 | 188.9654 | 183.5257 | 177.7137 | 185.9608
10 | East Terrace | H366 | FY2021 | 196.0672 | 190.9496 | 177.7351 | 168.6533 | 163.0414 | 160.6815 | 159.5516 | 157.6135 | 156.992 | 157.7169 | 159.8531 | 160.8447 | 164.363 | 163.5389 | 162.5635 | 158.0311 | 145.6996 | 131.7783 | 120.6129 | 104.113 | 90.6118 | 73.6692 | 66.3811 | 60.8535 | 57.8847 | 68.3223 | 69.7086 | 68.319 | 73.465 | 88.9842 | 92.7251 | 108.6779 | 121.7644 | 142.9289 | 155.2447 | 175.7358 | 185.4887 | 196.2438 | 201.4745 | 203.3199 | 205.1709 | 203.5537 | 199.2016 | 194.3015 | 188.4032 | 183.5257 | 177.7137 | 185.9608
10 | East Terrace | H366 | FY2022 | 196.5639 | 191.4696 | 178.2552 | 169.1733 | 163.5614 | 161.1963 | 160.0664 | 158.1335 | 157.512 | 158.1369 | 160.2731 | 159.7126 | 163.5793 | 160.5906 | 159.8573 | 152.181 | 139.8583 | 123.2441 | 112.0786 | 93.5695 | 83.1285 | 66.2396 | 59.9241 | 54.7166 | 52.4702 | 62.1853 | 62.7516 | 61.6894 | 65.5678 | 79.5267 | 83.2676 | 101.9437 | 115.0302 | 138.8729 | 150.3032 | 173.0957 | 182.6347 | 194.3956 | 199.4322 | 201.2776 | 203.1286 | 201.5348 | 197.1826 | 192.94 | 187.7224 | 183.5257 | 177.7137 | 185.9608
10 | East Terrace | H366 | FY2023 | 197.1081 | 191.9994 | 178.7849 | 169.703 | 164.0912 | 161.7293 | 160.5994 | 158.6633 | 158.0418 | 158.5667 | 160.7029 | 158.7762 | 162.9977 | 157.6489 | 157.1623 | 146.1821 | 133.8684 | 114.288 | 103.1226 | 82.5192 | 75.1299 | 58.5137 | 53.1681 | 48.3783 | 46.8523 | 55.9471 | 55.6956 | 54.4634 | 57.0778 | 69.985 | 73.7259 | 95.0876 | 108.1741 | 134.8233 | 145.3515 | 170.5286 | 179.8497 | 192.4129 | 197.2517 | 199.1971 | 201.0481 | 199.4399 | 195.0877 | 191.553 | 187.0289 | 183.5257 | 177.7137 | 185.9608
10 | East Terrace | H366 | FY2024 | 197.562 | 192.4626 | 179.2482 | 170.1663 | 164.5544 | 162.1905 | 161.0606 | 159.1266 | 158.505 | 159.03 | 161.1662 | 157.7694 | 162.3013 | 154.5623 | 154.2913 | 139.991 | 127.6851 | 105.3479 | 94.1825 | 71.4754 | 67.2762 | 50.6757 | 46.3441 | 42.109 | 41.3361 | 49.7778 | 48.6716 | 47.4255 | 48.7184 | 60.4355 | 64.1765 | 88.0475 | 101.134 | 130.5298 | 140.2691 | 168.1456 | 177.2761 | 190.6664 | 195.3323 | 197.3777 | 199.2287 | 197.6299 | 193.2777 | 190.3401 | 186.4225 | 183.5257 | 177.7137 | 185.9608
10 | East Terrace | H366 | FY2025 | 198.0033 | 192.9081 | 179.6936 | 170.6117 | 164.9999 | 162.635 | 161.5051 | 159.572 | 158.9505 | 159.4754 | 161.6116 | 156.7706 | 161.6009 | 151.7636 | 151.7 | 134.3904 | 122.092 | 97.2737 | 86.1083 | 61.4995 | 59.9439 | 43.336 | 39.8446 | 35.9179 | 35.7691 | 43.5867 | 41.7721 | 40.6858 | 40.8837 | 51.5572 | 55.2981 | 81.6733 | 94.7598 | 126.8244 | 135.8053 | 165.912 | 174.8593 | 189.0833 | 193.5829 | 195.6283 | 197.4793 | 195.8846 | 191.5324 | 189.1738 | 185.8394 | 183.5257 | 177.7137 | 185.9608
10 | East Terrace | H366 | FY2026 | 198.4832 | 193.381 | 180.1666 | 171.0847 | 165.4728 | 163.1095 | 161.9796 | 160.045 | 159.4235 | 159.8484 | 161.9846 | 155.8595 | 161.0066 | 148.6835 | 148.84 | 128.5736 | 116.2833 | 88.5331 | 77.3676 | 50.7616 | 52.2435 | 35.698 | 33.1721 | 29.6593 | 30.2275 | 37.428 | 34.7995 | 33.6478 | 32.5875 | 42.1235 | 45.8644 | 74.7327 | 87.8191 | 122.6373 | 130.8127 | 163.6021 | 172.3549 | 187.4024 | 191.7254 | 193.7708 | 195.6218 | 194.0201 | 189.668 | 187.9355 | 185.2202 | 183.5257 | 177.7137 | 185.9608
10 | East Terrace | H366 | FY2027 | 198.974 | 193.8595 | 180.645 | 171.5631 | 165.9513 | 163.5907 | 162.4608 | 160.5234 | 159.9019 | 160.2268 | 162.363 | 154.546 | 160.0136 | 145.4071 | 145.7864 | 121.7853 | 109.5031 | 78.4958 | 67.3304 | 38.5293 | 43.7547 | 27.5671 | 26.231 | 23.2212 | 24.6731 | 30.99 | 27.3585 | 26.1169 | 23.5061 | 31.3986 | 35.1395 | 66.8954 | 79.9819 | 118.0538 | 125.4145 | 160.9772 | 169.5331 | 185.502 | 189.6465 | 191.8919 | 193.7429 | 192.1288 | 187.7767 | 186.6829 | 184.5939 | 183.5257 | 177.7137 | 185.9608
10 | East Terrace | H366 | FY2028 | 199.3688 | 194.2611 | 181.0467 | 171.9648 | 166.3529 | 163.9908 | 162.8609 | 160.9251 | 160.3035 | 160.6285 | 162.7647 | 153.6668 | 159.4034 | 142.2788 | 142.8451 | 115.6045 | 103.3291 | 69.5534 | 58.388 | 27.5842 | 35.9853 | 19.9091 | 19.5824 | 16.9236 | 19.1252 | 24.8923 | 20.4099 | 19.1589 | 15.2326 | 21.7494 | 25.4903 | 59.953 | 73.0395 | 113.9195 | 120.5963 | 158.6648 | 167.0555 | 184.0745 | 188.069 | 190.3144 | 192.1654 | 190.5582 | 186.2061 | 185.6312 | 184.0681 | 183.5257 | 177.7137 | 185.9608
11 | Northfield | H403 | FY2019 | 195.3297 | 190.2192 | 177.0048 | 167.9229 | 162.311 | 159.9495 | 158.8196 | 156.8831 | 156.2616 | 157.0865 | 159.2227 | 162.7707 | 165.7997 | 169.7448 | 168.4295 | 170.2345 | 157.8906 | 149.6021 | 138.4367 | 125.834 | 105.3449 | 87.9036 | 78.3945 | 71.6946 | 67.0761 | 79.0633 | 82.322 | 81.2534 | 89.2939 | 108.0008 | 111.7418 | 122.8017 | 135.8882 | 151.1457 | 164.7053 | 179.9586 | 190.0119 | 198.9396 | 204.4429 | 206.1883 | 208.0393 | 206.4293 | 202.0772 | 196.2139 | 189.3593 | 183.5257 | 177.7137 | 185.9608
11 | Northfield | H403 | FY2020 | 195.6394 | 190.5201 | 177.3057 | 168.2238 | 162.6119 | 160.2524 | 159.1225 | 157.1841 | 156.5625 | 157.2875 | 159.4237 | 161.8364 | 165.067 | 166.6484 | 165.4731 | 164.1485 | 151.8097 | 140.7809 | 129.6155 | 115.0163 | 98.5263 | 81.6468 | 73.4087 | 67.3803 | 63.7059 | 74.7491 | 76.9362 | 75.5965 | 81.9805 | 98.4884 | 102.2293 | 115.6805 | 128.767 | 147.0448 | 160.0919 | 178.0252 | 187.9547 | 197.87 | 203.2611 | 205.0065 | 206.8575 | 205.2387 | 200.8865 | 195.4259 | 188.9654 | 183.5257 | 177.7137 | 185.9608
11 | Northfield | H403 | FY2021 | 196.0672 | 190.9496 | 177.7351 | 168.6533 | 163.0414 | 160.6815 | 159.5516 | 157.6135 | 156.992 | 157.7169 | 159.8531 | 160.8447 | 164.363 | 163.5389 | 162.5635 | 158.0311 | 145.6996 | 131.7783 | 120.6129 | 104.113 | 90.6118 | 73.6692 | 66.3811 | 60.8535 | 57.8847 | 68.3223 | 69.7086 | 68.319 | 73.465 | 88.9842 | 92.7251 | 108.6779 | 121.7644 | 142.9289 | 155.2447 | 175.7358 | 185.4887 | 196.2438 | 201.4745 | 203.3199 | 205.1709 | 203.5537 | 199.2016 | 194.3015 | 188.4032 | 183.5257 | 177.7137 | 185.9608
11 | Northfield | H403 | FY2022 | 196.5639 | 191.4696 | 178.2552 | 169.1733 | 163.5614 | 161.1963 | 160.0664 | 158.1335 | 157.512 | 158.1369 | 160.2731 | 159.7126 | 163.5793 | 160.5906 | 159.8573 | 152.181 | 139.8583 | 123.2441 | 112.0786 | 93.5695 | 83.1285 | 66.2396 | 59.9241 | 54.7166 | 52.4702 | 62.1853 | 62.7516 | 61.6894 | 65.5678 | 79.5267 | 83.2676 | 101.9437 | 115.0302 | 138.8729 | 150.3032 | 173.0957 | 182.6347 | 194.3956 | 199.4322 | 201.2776 | 203.1286 | 201.5348 | 197.1826 | 192.94 | 187.7224 | 183.5257 | 177.7137 | 185.9608
11 | Northfield | H403 | FY2023 | 197.1081 | 191.9994 | 178.7849 | 169.703 | 164.0912 | 161.7293 | 160.5994 | 158.6633 | 158.0418 | 158.5667 | 160.7029 | 158.7762 | 162.9977 | 157.6489 | 157.1623 | 146.1821 | 133.8684 | 114.288 | 103.1226 | 82.5192 | 75.1299 | 58.5137 | 53.1681 | 48.3783 | 46.8523 | 55.9471 | 55.6956 | 54.4634 | 57.0778 | 69.985 | 73.7259 | 95.0876 | 108.1741 | 134.8233 | 145.3515 | 170.5286 | 179.8497 | 192.4129 | 197.2517 | 199.1971 | 201.0481 | 199.4399 | 195.0877 | 191.553 | 187.0289 | 183.5257 | 177.7137 | 185.9608
11 | Northfield | H403 | FY2024 | 197.562 | 192.4626 | 179.2482 | 170.1663 | 164.5544 | 162.1905 | 161.0606 | 159.1266 | 158.505 | 159.03 | 161.1662 | 157.7694 | 162.3013 | 154.5623 | 154.2913 | 139.991 | 127.6851 | 105.3479 | 94.1825 | 71.4754 | 67.2762 | 50.6757 | 46.3441 | 42.109 | 41.3361 | 49.7778 | 48.6716 | 47.4255 | 48.7184 | 60.4355 | 64.1765 | 88.0475 | 101.134 | 130.5298 | 140.2691 | 168.1456 | 177.2761 | 190.6664 | 195.3323 | 197.3777 | 199.2287 | 197.6299 | 193.2777 | 190.3401 | 186.4225 | 183.5257 | 177.7137 | 185.9608
11 | Northfield | H403 | FY2025 | 198.0033 | 192.9081 | 179.6936 | 170.6117 | 164.9999 | 162.635 | 161.5051 | 159.572 | 158.9505 | 159.4754 | 161.6116 | 156.7706 | 161.6009 | 151.7636 | 151.7 | 134.3904 | 122.092 | 97.2737 | 86.1083 | 61.4995 | 59.9439 | 43.336 | 39.8446 | 35.9179 | 35.7691 | 43.5867 | 41.7721 | 40.6858 | 40.8837 | 51.5572 | 55.2981 | 81.6733 | 94.7598 | 126.8244 | 135.8053 | 165.912 | 174.8593 | 189.0833 | 193.5829 | 195.6283 | 197.4793 | 195.8846 | 191.5324 | 189.1738 | 185.8394 | 183.5257 | 177.7137 | 185.9608
11 | Northfield | H403 | FY2026 | 198.4832 | 193.381 | 180.1666 | 171.0847 | 165.4728 | 163.1095 | 161.9796 | 160.045 | 159.4235 | 159.8484 | 161.9846 | 155.8595 | 161.0066 | 148.6835 | 148.84 | 128.5736 | 116.2833 | 88.5331 | 77.3676 | 50.7616 | 52.2435 | 35.698 | 33.1721 | 29.6593 | 30.2275 | 37.428 | 34.7995 | 33.6478 | 32.5875 | 42.1235 | 45.8644 | 74.7327 | 87.8191 | 122.6373 | 130.8127 | 163.6021 | 172.3549 | 187.4024 | 191.7254 | 193.7708 | 195.6218 | 194.0201 | 189.668 | 187.9355 | 185.2202 | 183.5257 | 177.7137 | 185.9608
11 | Northfield | H403 | FY2027 | 198.974 | 193.8595 | 180.645 | 171.5631 | 165.9513 | 163.5907 | 162.4608 | 160.5234 | 159.9019 | 160.2268 | 162.363 | 154.546 | 160.0136 | 145.4071 | 145.7864 | 121.7853 | 109.5031 | 78.4958 | 67.3304 | 38.5293 | 43.7547 | 27.5671 | 26.231 | 23.2212 | 24.6731 | 30.99 | 27.3585 | 26.1169 | 23.5061 | 31.3986 | 35.1395 | 66.8954 | 79.9819 | 118.0538 | 125.4145 | 160.9772 | 169.5331 | 185.502 | 189.6465 | 191.8919 | 193.7429 | 192.1288 | 187.7767 | 186.6829 | 184.5939 | 183.5257 | 177.7137 | 185.9608
11 | Northfield | H403 | FY2028 | 199.3688 | 194.2611 | 181.0467 | 171.9648 | 166.3529 | 163.9908 | 162.8609 | 160.9251 | 160.3035 | 160.6285 | 162.7647 | 153.6668 | 159.4034 | 142.2788 | 142.8451 | 115.6045 | 103.3291 | 69.5534 | 58.388 | 27.5842 | 35.9853 | 19.9091 | 19.5824 | 16.9236 | 19.1252 | 24.8923 | 20.4099 | 19.1589 | 15.2326 | 21.7494 | 25.4903 | 59.953 | 73.0395 | 113.9195 | 120.5963 | 158.6648 | 167.0555 | 184.0745 | 188.069 | 190.3144 | 192.1654 | 190.5582 | 186.2061 | 185.6312 | 184.0681 | 183.5257 | 177.7137 | 185.9608
12 | Magill | H408 | FY2019 | 195.3297 | 190.2192 | 177.0048 | 167.9229 | 162.311 | 159.9495 | 158.8196 | 156.8831 | 156.2616 | 157.0865 | 159.2227 | 162.7707 | 165.7997 | 169.7448 | 168.4295 | 170.2345 | 157.8906 | 149.6021 | 138.4367 | 125.834 | 105.3449 | 87.9036 | 78.3945 | 71.6946 | 67.0761 | 79.0633 | 82.322 | 81.2534 | 89.2939 | 108.0008 | 111.7418 | 122.8017 | 135.8882 | 151.1457 | 164.7053 | 179.9586 | 190.0119 | 198.9396 | 204.4429 | 206.1883 | 208.0393 | 206.4293 | 202.0772 | 196.2139 | 189.3593 | 183.5257 | 177.7137 | 185.9608
12 | Magill | H408 | FY2020 | 195.6394 | 190.5201 | 177.3057 | 168.2238 | 162.6119 | 160.2524 | 159.1225 | 157.1841 | 156.5625 | 157.2875 | 159.4237 | 161.8364 | 165.067 | 166.6484 | 165.4731 | 164.1485 | 151.8097 | 140.7809 | 129.6155 | 115.0163 | 98.5263 | 81.6468 | 73.4087 | 67.3803 | 63.7059 | 74.7491 | 76.9362 | 75.5965 | 81.9805 | 98.4884 | 102.2293 | 115.6805 | 128.767 | 147.0448 | 160.0919 | 178.0252 | 187.9547 | 197.87 | 203.2611 | 205.0065 | 206.8575 | 205.2387 | 200.8865 | 195.4259 | 188.9654 | 183.5257 | 177.7137 | 185.9608
12 | Magill | H408 | FY2021 | 196.0672 | 190.9496 | 177.7351 | 168.6533 | 163.0414 | 160.6815 | 159.5516 | 157.6135 | 156.992 | 157.7169 | 159.8531 | 160.8447 | 164.363 | 163.5389 | 162.5635 | 158.0311 | 145.6996 | 131.7783 | 120.6129 | 104.113 | 90.6118 | 73.6692 | 66.3811 | 60.8535 | 57.8847 | 68.3223 | 69.7086 | 68.319 | 73.465 | 88.9842 | 92.7251 | 108.6779 | 121.7644 | 142.9289 | 155.2447 | 175.7358 | 185.4887 | 196.2438 | 201.4745 | 203.3199 | 205.1709 | 203.5537 | 199.2016 | 194.3015 | 188.4032 | 183.5257 | 177.7137 | 185.9608
12 | Magill | H408 | FY2022 | 196.5639 | 191.4696 | 178.2552 | 169.1733 | 163.5614 | 161.1963 | 160.0664 | 158.1335 | 157.512 | 158.1369 | 160.2731 | 159.7126 | 163.5793 | 160.5906 | 159.8573 | 152.181 | 139.8583 | 123.2441 | 112.0786 | 93.5695 | 83.1285 | 66.2396 | 59.9241 | 54.7166 | 52.4702 | 62.1853 | 62.7516 | 61.6894 | 65.5678 | 79.5267 | 83.2676 | 101.9437 | 115.0302 | 138.8729 | 150.3032 | 173.0957 | 182.6347 | 194.3956 | 199.4322 | 201.2776 | 203.1286 | 201.5348 | 197.1826 | 192.94 | 187.7224 | 183.5257 | 177.7137 | 185.9608
12 | Magill | H408 | FY2023 | 197.1081 | 191.9994 | 178.7849 | 169.703 | 164.0912 | 161.7293 | 160.5994 | 158.6633 | 158.0418 | 158.5667 | 160.7029 | 158.7762 | 162.9977 | 157.6489 | 157.1623 | 146.1821 | 133.8684 | 114.288 | 103.1226 | 82.5192 | 75.1299 | 58.5137 | 53.1681 | 48.3783 | 46.8523 | 55.9471 | 55.6956 | 54.4634 | 57.0778 | 69.985 | 73.7259 | 95.0876 | 108.1741 | 134.8233 | 145.3515 | 170.5286 | 179.8497 | 192.4129 | 197.2517 | 199.1971 | 201.0481 | 199.4399 | 195.0877 | 191.553 | 187.0289 | 183.5257 | 177.7137 | 185.9608
12 | Magill | H408 | FY2024 | 197.562 | 192.4626 | 179.2482 | 170.1663 | 164.5544 | 162.1905 | 161.0606 | 159.1266 | 158.505 | 159.03 | 161.1662 | 157.7694 | 162.3013 | 154.5623 | 154.2913 | 139.991 | 127.6851 | 105.3479 | 94.1825 | 71.4754 | 67.2762 | 50.6757 | 46.3441 | 42.109 | 41.3361 | 49.7778 | 48.6716 | 47.4255 | 48.7184 | 60.4355 | 64.1765 | 88.0475 | 101.134 | 130.5298 | 140.2691 | 168.1456 | 177.2761 | 190.6664 | 195.3323 | 197.3777 | 199.2287 | 197.6299 | 193.2777 | 190.3401 | 186.4225 | 183.5257 | 177.7137 | 185.9608
12 | Magill | H408 | FY2025 | 198.0033 | 192.9081 | 179.6936 | 170.6117 | 164.9999 | 162.635 | 161.5051 | 159.572 | 158.9505 | 159.4754 | 161.6116 | 156.7706 | 161.6009 | 151.7636 | 151.7 | 134.3904 | 122.092 | 97.2737 | 86.1083 | 61.4995 | 59.9439 | 43.336 | 39.8446 | 35.9179 | 35.7691 | 43.5867 | 41.7721 | 40.6858 | 40.8837 | 51.5572 | 55.2981 | 81.6733 | 94.7598 | 126.8244 | 135.8053 | 165.912 | 174.8593 | 189.0833 | 193.5829 | 195.6283 | 197.4793 | 195.8846 | 191.5324 | 189.1738 | 185.8394 | 183.5257 | 177.7137 | 185.9608
12 | Magill | H408 | FY2026 | 198.4832 | 193.381 | 180.1666 | 171.0847 | 165.4728 | 163.1095 | 161.9796 | 160.045 | 159.4235 | 159.8484 | 161.9846 | 155.8595 | 161.0066 | 148.6835 | 148.84 | 128.5736 | 116.2833 | 88.5331 | 77.3676 | 50.7616 | 52.2435 | 35.698 | 33.1721 | 29.6593 | 30.2275 | 37.428 | 34.7995 | 33.6478 | 32.5875 | 42.1235 | 45.8644 | 74.7327 | 87.8191 | 122.6373 | 130.8127 | 163.6021 | 172.3549 | 187.4024 | 191.7254 | 193.7708 | 195.6218 | 194.0201 | 189.668 | 187.9355 | 185.2202 | 183.5257 | 177.7137 | 185.9608
12 | Magill | H408 | FY2027 | 198.974 | 193.8595 | 180.645 | 171.5631 | 165.9513 | 163.5907 | 162.4608 | 160.5234 | 159.9019 | 160.2268 | 162.363 | 154.546 | 160.0136 | 145.4071 | 145.7864 | 121.7853 | 109.5031 | 78.4958 | 67.3304 | 38.5293 | 43.7547 | 27.5671 | 26.231 | 23.2212 | 24.6731 | 30.99 | 27.3585 | 26.1169 | 23.5061 | 31.3986 | 35.1395 | 66.8954 | 79.9819 | 118.0538 | 125.4145 | 160.9772 | 169.5331 | 185.502 | 189.6465 | 191.8919 | 193.7429 | 192.1288 | 187.7767 | 186.6829 | 184.5939 | 183.5257 | 177.7137 | 185.9608
12 | Magill | H408 | FY2028 | 199.3688 | 194.2611 | 181.0467 | 171.9648 | 166.3529 | 163.9908 | 162.8609 | 160.9251 | 160.3035 | 160.6285 | 162.7647 | 153.6668 | 159.4034 | 142.2788 | 142.8451 | 115.6045 | 103.3291 | 69.5534 | 58.388 | 27.5842 | 35.9853 | 19.9091 | 19.5824 | 16.9236 | 19.1252 | 24.8923 | 20.4099 | 19.1589 | 15.2326 | 21.7494 | 25.4903 | 59.953 | 73.0395 | 113.9195 | 120.5963 | 158.6648 | 167.0555 | 184.0745 | 188.069 | 190.3144 | 192.1654 | 190.5582 | 186.2061 | 185.6312 | 184.0681 | 183.5257 | 177.7137 | 185.9608
13 | City West (ACR) | H579 | FY2019 | 195.3297 | 190.2192 | 177.0048 | 167.9229 | 162.311 | 159.9495 | 158.8196 | 156.8831 | 156.2616 | 157.0865 | 159.2227 | 162.7707 | 165.7997 | 169.7448 | 168.4295 | 170.2345 | 157.8906 | 149.6021 | 138.4367 | 125.834 | 105.3449 | 87.9036 | 78.3945 | 71.6946 | 67.0761 | 79.0633 | 82.322 | 81.2534 | 89.2939 | 108.0008 | 111.7418 | 122.8017 | 135.8882 | 151.1457 | 164.7053 | 179.9586 | 190.0119 | 198.9396 | 204.4429 | 206.1883 | 208.0393 | 206.4293 | 202.0772 | 196.2139 | 189.3593 | 183.5257 | 177.7137 | 185.9608
13 | City West (ACR) | H579 | FY2020 | 195.6394 | 190.5201 | 177.3057 | 168.2238 | 162.6119 | 160.2524 | 159.1225 | 157.1841 | 156.5625 | 157.2875 | 159.4237 | 161.8364 | 165.067 | 166.6484 | 165.4731 | 164.1485 | 151.8097 | 140.7809 | 129.6155 | 115.0163 | 98.5263 | 81.6468 | 73.4087 | 67.3803 | 63.7059 | 74.7491 | 76.9362 | 75.5965 | 81.9805 | 98.4884 | 102.2293 | 115.6805 | 128.767 | 147.0448 | 160.0919 | 178.0252 | 187.9547 | 197.87 | 203.2611 | 205.0065 | 206.8575 | 205.2387 | 200.8865 | 195.4259 | 188.9654 | 183.5257 | 177.7137 | 185.9608
13 | City West (ACR) | H579 | FY2021 | 196.0672 | 190.9496 | 177.7351 | 168.6533 | 163.0414 | 160.6815 | 159.5516 | 157.6135 | 156.992 | 157.7169 | 159.8531 | 160.8447 | 164.363 | 163.5389 | 162.5635 | 158.0311 | 145.6996 | 131.7783 | 120.6129 | 104.113 | 90.6118 | 73.6692 | 66.3811 | 60.8535 | 57.8847 | 68.3223 | 69.7086 | 68.319 | 73.465 | 88.9842 | 92.7251 | 108.6779 | 121.7644 | 142.9289 | 155.2447 | 175.7358 | 185.4887 | 196.2438 | 201.4745 | 203.3199 | 205.1709 | 203.5537 | 199.2016 | 194.3015 | 188.4032 | 183.5257 | 177.7137 | 185.9608
13 | City West (ACR) | H579 | FY2022 | 196.5639 | 191.4696 | 178.2552 | 169.1733 | 163.5614 | 161.1963 | 160.0664 | 158.1335 | 157.512 | 158.1369 | 160.2731 | 159.7126 | 163.5793 | 160.5906 | 159.8573 | 152.181 | 139.8583 | 123.2441 | 112.0786 | 93.5695 | 83.1285 | 66.2396 | 59.9241 | 54.7166 | 52.4702 | 62.1853 | 62.7516 | 61.6894 | 65.5678 | 79.5267 | 83.2676 | 101.9437 | 115.0302 | 138.8729 | 150.3032 | 173.0957 | 182.6347 | 194.3956 | 199.4322 | 201.2776 | 203.1286 | 201.5348 | 197.1826 | 192.94 | 187.7224 | 183.5257 | 177.7137 | 185.9608
13 | City West (ACR) | H579 | FY2023 | 197.1081 | 191.9994 | 178.7849 | 169.703 | 164.0912 | 161.7293 | 160.5994 | 158.6633 | 158.0418 | 158.5667 | 160.7029 | 158.7762 | 162.9977 | 157.6489 | 157.1623 | 146.1821 | 133.8684 | 114.288 | 103.1226 | 82.5192 | 75.1299 | 58.5137 | 53.1681 | 48.3783 | 46.8523 | 55.9471 | 55.6956 | 54.4634 | 57.0778 | 69.985 | 73.7259 | 95.0876 | 108.1741 | 134.8233 | 145.3515 | 170.5286 | 179.8497 | 192.4129 | 197.2517 | 199.1971 | 201.0481 | 199.4399 | 195.0877 | 191.553 | 187.0289 | 183.5257 | 177.7137 | 185.9608
13 | City West (ACR) | H579 | FY2024 | 197.562 | 192.4626 | 179.2482 | 170.1663 | 164.5544 | 162.1905 | 161.0606 | 159.1266 | 158.505 | 159.03 | 161.1662 | 157.7694 | 162.3013 | 154.5623 | 154.2913 | 139.991 | 127.6851 | 105.3479 | 94.1825 | 71.4754 | 67.2762 | 50.6757 | 46.3441 | 42.109 | 41.3361 | 49.7778 | 48.6716 | 47.4255 | 48.7184 | 60.4355 | 64.1765 | 88.0475 | 101.134 | 130.5298 | 140.2691 | 168.1456 | 177.2761 | 190.6664 | 195.3323 | 197.3777 | 199.2287 | 197.6299 | 193.2777 | 190.3401 | 186.4225 | 183.5257 | 177.7137 | 185.9608
13 | City West (ACR) | H579 | FY2025 | 198.0033 | 192.9081 | 179.6936 | 170.6117 | 164.9999 | 162.635 | 161.5051 | 159.572 | 158.9505 | 159.4754 | 161.6116 | 156.7706 | 161.6009 | 151.7636 | 151.7 | 134.3904 | 122.092 | 97.2737 | 86.1083 | 61.4995 | 59.9439 | 43.336 | 39.8446 | 35.9179 | 35.7691 | 43.5867 | 41.7721 | 40.6858 | 40.8837 | 51.5572 | 55.2981 | 81.6733 | 94.7598 | 126.8244 | 135.8053 | 165.912 | 174.8593 | 189.0833 | 193.5829 | 195.6283 | 197.4793 | 195.8846 | 191.5324 | 189.1738 | 185.8394 | 183.5257 | 177.7137 | 185.9608
13 | City West (ACR) | H579 | FY2026 | 198.4832 | 193.381 | 180.1666 | 171.0847 | 165.4728 | 163.1095 | 161.9796 | 160.045 | 159.4235 | 159.8484 | 161.9846 | 155.8595 | 161.0066 | 148.6835 | 148.84 | 128.5736 | 116.2833 | 88.5331 | 77.3676 | 50.7616 | 52.2435 | 35.698 | 33.1721 | 29.6593 | 30.2275 | 37.428 | 34.7995 | 33.6478 | 32.5875 | 42.1235 | 45.8644 | 74.7327 | 87.8191 | 122.6373 | 130.8127 | 163.6021 | 172.3549 | 187.4024 | 191.7254 | 193.7708 | 195.6218 | 194.0201 | 189.668 | 187.9355 | 185.2202 | 183.5257 | 177.7137 | 185.9608
13 | City West (ACR) | H579 | FY2027 | 198.974 | 193.8595 | 180.645 | 171.5631 | 165.9513 | 163.5907 | 162.4608 | 160.5234 | 159.9019 | 160.2268 | 162.363 | 154.546 | 160.0136 | 145.4071 | 145.7864 | 121.7853 | 109.5031 | 78.4958 | 67.3304 | 38.5293 | 43.7547 | 27.5671 | 26.231 | 23.2212 | 24.6731 | 30.99 | 27.3585 | 26.1169 | 23.5061 | 31.3986 | 35.1395 | 66.8954 | 79.9819 | 118.0538 | 125.4145 | 160.9772 | 169.5331 | 185.502 | 189.6465 | 191.8919 | 193.7429 | 192.1288 | 187.7767 | 186.6829 | 184.5939 | 183.5257 | 177.7137 | 185.9608
13 | City West (ACR) | H579 | FY2028 | 199.3688 | 194.2611 | 181.0467 | 171.9648 | 166.3529 | 163.9908 | 162.8609 | 160.9251 | 160.3035 | 160.6285 | 162.7647 | 153.6668 | 159.4034 | 142.2788 | 142.8451 | 115.6045 | 103.3291 | 69.5534 | 58.388 | 27.5842 | 35.9853 | 19.9091 | 19.5824 | 16.9236 | 19.1252 | 24.8923 | 20.4099 | 19.1589 | 15.2326 | 21.7494 | 25.4903 | 59.953 | 73.0395 | 113.9195 | 120.5963 | 158.6648 | 167.0555 | 184.0745 | 188.069 | 190.3144 | 192.1654 | 190.5582 | 186.2061 | 185.6312 | 184.0681 | 183.5257 | 177.7137 | 185.9608
14 | Hummocks | T395 | FY2019 | 6.9111 | 6.2391 | 5.8238 | 5.4966 | 5.2467 | 5.1608 | 5.1014 | 4.9827 | 4.9056 | 4.9468 | 4.9993 | 5.1842 | 5.0955 | 4.7996 | 4.938 | 4.9774 | 4.5585 | 3.644 | 3.4922 | 3.0736 | 2.7118 | 2.0998 | 1.4838 | 1.0768 | 0.80237 | 0.66816 | 0.54038 | 0.74388 | 0.96978 | 1.6368 | 2.4124 | 3.1667 | 3.6905 | 4.2858 | 4.8417 | 5.3487 | 5.5068 | 5.5802 | 5.6103 | 5.5192 | 5.3614 | 5.0818 | 5.1112 | 5.2392 | 5.1414 | 5.1396 | 5.2881 | 6.9659
14 | Hummocks | T395 | FY2020 | 6.9167 | 6.2447 | 5.8294 | 5.5023 | 5.2524 | 5.1665 | 5.1071 | 4.9884 | 4.9112 | 4.9525 | 5.005 | 5.1817 | 5.0968 | 4.8034 | 4.9445 | 4.8864 | 4.4676 | 3.5532 | 3.4014 | 2.8828 | 2.5209 | 1.9089 | 1.3433 | 1.0571 | 0.79874 | 0.57803 | 0.46213 | 0.75375 | 0.96615 | 1.6172 | 2.3719 | 3.0758 | 3.5997 | 4.1895 | 4.7359 | 5.333 | 5.4888 | 5.5602 | 5.5882 | 5.4971 | 5.3392 | 5.0597 | 5.089 | 5.2245 | 5.134 | 5.1396 | 5.2881 | 6.9659
14 | Hummocks | T395 | FY2021 | 6.9245 | 6.2527 | 5.8374 | 5.5102 | 5.2603 | 5.1744 | 5.115 | 4.9963 | 4.9191 | 4.9604 | 5.0129 | 5.1781 | 5.0986 | 4.8088 | 4.9535 | 4.7984 | 4.3798 | 3.4662 | 3.3145 | 2.7958 | 2.4339 | 1.8218 | 1.2825 | 0.90721 | 0.65717 | 0.4435 | 0.33382 | 0.61922 | 0.82458 | 1.5673 | 2.3111 | 2.9889 | 3.5128 | 4.1948 | 4.7276 | 5.311 | 5.4635 | 5.5319 | 5.5569 | 5.4658 | 5.308 | 5.0286 | 5.058 | 5.2036 | 5.1236 | 5.1396 | 5.2881 | 6.9659
14 | Hummocks | T395 | FY2022 | 6.9334 | 6.2622 | 5.8469 | 5.5198 | 5.2699 | 5.1838 | 5.1244 | 5.0058 | 4.9287 | 4.97 | 5.0225 | 5.1739 | 5.1007 | 4.8152 | 4.9644 | 4.7116 | 4.2931 | 3.3823 | 3.2305 | 2.7115 | 2.3497 | 1.6372 | 1.0814 | 0.69923 | 0.44393 | 0.32582 | 0.21222 | 0.50154 | 0.71133 | 1.3593 | 2.11 | 2.905 | 3.4288 | 4.2011 | 4.7177 | 5.2846 | 5.4332 | 5.498 | 5.5195 | 5.4284 | 5.2706 | 4.9918 | 5.0212 | 5.1787 | 5.1111 | 5.1396 | 5.2881 | 6.9659
14 | Hummocks | T395 | FY2023 | 6.9431 | 6.2718 | 5.8565 | 5.5293 | 5.2794 | 5.1934 | 5.134 | 5.0154 | 4.9382 | 4.9795 | 5.032 | 5.1696 | 5.1028 | 4.8217 | 4.9754 | 4.6274 | 4.209 | 3.2977 | 3.1459 | 2.527 | 2.1652 | 1.4527 | 0.92349 | 0.65239 | 0.40555 | 0.19458 | 0.08727 | 0.3703 | 0.57296 | 1.3124 | 2.0521 | 2.8204 | 3.3442 | 4.1074 | 4.6077 | 5.2581 | 5.4028 | 5.464 | 5.4819 | 5.3908 | 5.233 | 4.9541 | 4.9834 | 5.1536 | 5.0985 | 5.1396 | 5.2881 | 6.9659
14 | Hummocks | T395 | FY2024 | 6.951 | 6.28 | 5.8647 | 5.5376 | 5.2877 | 5.2015 | 5.1421 | 5.0236 | 4.9465 | 4.9878 | 5.0403 | 5.1659 | 5.1047 | 4.7273 | 4.8847 | 4.6394 | 4.2212 | 3.2113 | 3.0595 | 2.4405 | 2.0787 | 1.3661 | 0.86517 | 0.50582 | 0.26799 | 0.064613 | -0.036004 | 0.24033 | 0.4354 | 1.2659 | 1.9938 | 2.734 | 3.2578 | 4.1128 | 4.5991 | 5.2353 | 5.3766 | 5.4348 | 5.4496 | 5.3585 | 5.2007 | 4.9221 | 4.9514 | 5.1321 | 5.0878 | 5.1396 | 5.2881 | 6.9659
14 | Hummocks | T395 | FY2025 | 6.9584 | 6.2877 | 5.8724 | 5.5453 | 5.2953 | 5.2092 | 5.1497 | 5.0313 | 4.9542 | 4.9954 | 5.0479 | 5.1625 | 5.1064 | 4.7325 | 4.8935 | 4.5508 | 4.1327 | 3.124 | 2.9723 | 2.3531 | 1.9913 | 1.1785 | 0.70599 | 0.35839 | 0.12958 | -0.066198 | -0.16012 | 0.20952 | 0.39699 | 1.1184 | 1.8346 | 2.6467 | 3.1706 | 4.1179 | 4.5911 | 5.214 | 5.3522 | 5.4074 | 5.4194 | 5.3283 | 5.1705 | 4.8922 | 4.9215 | 5.112 | 5.0777 | 5.1396 | 5.2881 | 6.9659
14 | Hummocks | T395 | FY2026 | 6.9664 | 6.2958 | 5.8805 | 5.5533 | 5.3034 | 5.2172 | 5.1578 | 5.0394 | 4.9622 | 5.0035 | 5.056 | 5.1589 | 5.1082 | 4.7379 | 4.9027 | 4.4635 | 4.0456 | 3.0371 | 2.8854 | 2.1662 | 1.8044 | 0.99157 | 0.50261 | 0.2482 | 0.014166 | -0.18601 | -0.28381 | -0.010293 | 0.18157 | 1.0083 | 1.7313 | 2.5598 | 3.0837 | 4.0233 | 4.4827 | 5.1917 | 5.3265 | 5.3788 | 5.3878 | 5.2967 | 5.1388 | 4.8606 | 4.8899 | 5.0909 | 5.0672 | 5.1396 | 5.2881 | 6.9659
14 | Hummocks | T395 | FY2027 | 6.9745 | 6.3038 | 5.8885 | 5.5613 | 5.3114 | 5.2252 | 5.1658 | 5.0474 | 4.9702 | 5.0115 | 5.064 | 5.1553 | 5.11 | 4.7433 | 4.9119 | 4.3765 | 3.9587 | 2.9501 | 2.7983 | 2.0791 | 1.7173 | 0.80453 | 0.34381 | 0.10109 | -0.12397 | -0.31658 | -0.40772 | -0.14086 | 0.043439 | 0.86114 | 1.5725 | 2.4727 | 2.9966 | 4.0285 | 4.4744 | 5.1696 | 5.3011 | 5.3504 | 5.3564 | 5.2652 | 5.1074 | 4.8291 | 4.8585 | 5.0699 | 5.0567 | 5.1396 | 5.2881 | 6.9659
14 | Hummocks | T395 | FY2028 | 6.9807 | 6.3103 | 5.895 | 5.5678 | 5.3179 | 5.2317 | 5.1722 | 5.0539 | 4.9767 | 5.018 | 5.0705 | 5.1524 | 5.1114 | 4.6477 | 4.8193 | 4.2858 | 3.8682 | 2.8609 | 2.7091 | 1.8899 | 1.528 | 0.71507 | 0.28371 | -0.04684 | -0.26257 | -0.44731 | -0.53152 | -0.17159 | 0.0048402 | 0.81321 | 1.5124 | 2.3836 | 2.9074 | 3.9328 | 4.3676 | 5.1515 | 5.2804 | 5.3272 | 5.3308 | 5.2397 | 5.0819 | 4.8039 | 4.8332 | 5.0529 | 5.0482 | 5.1396 | 5.2881 | 6.9659
15 | Kadina East | T457 | FY2019 | 9.8601 | 8.7024 | 7.1114 | 6.3053 | 6.1026 | 6.3673 | 5.8794 | 5.2768 | 5.1592 | 5.2928 | 5.416 | 6.2478 | 6.6686 | 6.8873 | 6.7712 | 5.469 | 4.1206 | 2.7767 | 2.3833 | 0.76902 | -0.034403 | -0.39004 | -0.11784 | -2.2058 | -2.5649 | -2.7754 | -3.4602 | -3.5397 | -3.398 | -3.0586 | -2.3615 | -1.6304 | -0.24209 | 1.2108 | 2.7378 | 4.4056 | 5.4979 | 6.4171 | 6.9597 | 7.1494 | 7.1558 | 6.913 | 6.5408 | 6.2441 | 5.9538 | 5.8393 | 6.5569 | 10.8619
15 | Kadina East | T457 | FY2020 | 9.8706 | 8.7127 | 7.1218 | 6.3157 | 6.1129 | 6.3777 | 5.8898 | 5.2871 | 5.1696 | 5.3031 | 5.4263 | 6.2432 | 6.6709 | 6.7943 | 6.683 | 5.1862 | 3.838 | 2.2932 | 1.8999 | 0.28564 | -0.51779 | -0.97331 | -0.70111 | -2.6988 | -2.9791 | -3.1292 | -3.763 | -3.7976 | -3.7009 | -3.2124 | -2.5757 | -1.9237 | -0.72555 | 1.0176 | 2.527 | 4.277 | 5.3651 | 6.3804 | 6.9191 | 7.1088 | 7.1152 | 6.8723 | 6.5 | 6.217 | 5.9403 | 5.8393 | 6.5569 | 10.8619
15 | Kadina East | T457 | FY2021 | 9.8856 | 8.7276 | 7.1366 | 6.3305 | 6.1278 | 6.3925 | 5.9047 | 5.302 | 5.1844 | 5.318 | 5.4412 | 6.2365 | 6.6743 | 6.6044 | 6.5 | 4.9103 | 3.5624 | 1.9172 | 1.5239 | -0.29032 | -1.0937 | -1.5492 | -1.277 | -3.2063 | -3.4583 | -3.5866 | -4.2021 | -4.2206 | -4.14 | -3.6698 | -3.0549 | -2.2313 | -1.1015 | 0.72745 | 2.2115 | 4.2358 | 5.3178 | 6.3276 | 6.8607 | 7.0504 | 7.0568 | 6.8138 | 6.4415 | 6.1781 | 5.9209 | 5.8393 | 6.5569 | 10.8619
15 | Kadina East | T457 | FY2022 | 9.9031 | 8.7457 | 7.1548 | 6.3487 | 6.1459 | 6.4105 | 5.9227 | 5.3201 | 5.2026 | 5.3361 | 5.4593 | 6.2284 | 6.6783 | 6.5167 | 6.4207 | 4.5371 | 3.1895 | 1.4472 | 1.0539 | -0.76055 | -1.564 | -2.1198 | -1.8476 | -3.6563 | -3.8583 | -4.0483 | -4.6314 | -4.6214 | -4.5693 | -3.9314 | -3.3549 | -2.4806 | -1.4715 | 0.53945 | 1.9926 | 4.0856 | 5.1601 | 6.2631 | 6.7895 | 6.9792 | 6.9856 | 6.7432 | 6.3709 | 6.1306 | 5.8971 | 5.8393 | 6.5569 | 10.8619
15 | Kadina East | T457 | FY2023 | 9.9224 | 8.7644 | 7.1734 | 6.3673 | 6.1646 | 6.4293 | 5.9415 | 5.3388 | 5.2212 | 5.3548 | 5.478 | 6.2201 | 6.6825 | 6.4293 | 6.342 | 4.2694 | 2.9221 | 0.97677 | 0.58344 | -1.3307 | -2.1342 | -2.6896 | -2.2287 | -4.1362 | -4.3101 | -4.474 | -5.0333 | -4.9859 | -4.9662 | -4.3677 | -3.8449 | -3.028 | -1.942 | 0.25178 | 1.6732 | 4.0339 | 5.1008 | 6.1968 | 6.7163 | 6.906 | 6.9124 | 6.6693 | 6.2971 | 6.0818 | 5.8727 | 5.8393 | 6.5569 | 10.8619
15 | Kadina East | T457 | FY2024 | 9.9387 | 8.7809 | 7.1899 | 6.3838 | 6.181 | 6.4458 | 5.9579 | 5.3552 | 5.2377 | 5.3713 | 5.4945 | 6.2128 | 6.6862 | 6.3404 | 6.2608 | 3.9953 | 2.6482 | 0.60362 | 0.21029 | -1.804 | -2.6074 | -3.3629 | -2.7827 | -4.6407 | -4.7766 | -4.9085 | -5.4396 | -5.4205 | -5.4327 | -4.7722 | -4.2988 | -3.4012 | -2.3151 | 0.062683 | 1.4561 | 3.8883 | 4.9484 | 6.1383 | 6.6516 | 6.8412 | 6.8477 | 6.6048 | 6.2325 | 6.0387 | 5.8511 | 5.8393 | 6.5569 | 10.8619
15 | Kadina East | T457 | FY2025 | 9.9536 | 8.7961 | 7.2051 | 6.399 | 6.1962 | 6.4609 | 5.973 | 5.3704 | 5.2529 | 5.3864 | 5.5097 | 6.206 | 6.6896 | 6.2507 | 6.1782 | 3.7186 | 2.3718 | 0.22853 | -0.1648 | -2.2792 | -3.0826 | -3.8383 | -3.139 | -4.9477 | -5.0458 | -5.3458 | -5.8487 | -5.7577 | -5.8019 | -5.0792 | -4.6551 | -3.7763 | -2.6902 | -0.22727 | 1.1402 | 3.7462 | 4.8 | 6.0843 | 6.5919 | 6.7816 | 6.788 | 6.5454 | 6.1731 | 5.9989 | 5.8312 | 5.8393 | 6.5569 | 10.8619
15 | Kadina East | T457 | FY2026 | 9.97 | 8.8123 | 7.2213 | 6.4152 | 6.2125 | 6.4772 | 5.9893 | 5.3866 | 5.2691 | 5.4027 | 5.5259 | 6.1987 | 6.6932 | 6.0617 | 5.9967 | 3.4452 | 2.0987 | -0.24536 | -0.63868 | -2.853 | -3.6564 | -4.512 | -3.6937 | -5.4532 | -5.5135 | -5.7816 | -6.2565 | -6.1935 | -6.2696 | -5.4847 | -5.1099 | -4.1501 | -3.0641 | -0.41654 | 0.92335 | 3.7013 | 4.7484 | 6.0266 | 6.5282 | 6.7179 | 6.7243 | 6.4815 | 6.1093 | 5.9564 | 5.81 | 5.8393 | 6.5569 | 10.8619
15 | Kadina East | T457 | FY2027 | 9.9866 | 8.8286 | 7.2376 | 6.4315 | 6.2287 | 6.4935 | 6.0056 | 5.4029 | 5.2854 | 5.4189 | 5.5421 | 6.1915 | 6.6968 | 5.9727 | 5.9153 | 3.1724 | 1.8262 | -0.71932 | -1.1127 | -3.4268 | -4.2303 | -5.1857 | -4.2488 | -5.9591 | -5.9817 | -6.218 | -6.6649 | -6.6299 | -6.7378 | -5.8906 | -5.5649 | -4.6241 | -3.5381 | -0.70578 | 0.60641 | 3.5562 | 4.5967 | 5.9688 | 6.4643 | 6.654 | 6.6604 | 6.4173 | 6.045 | 5.9138 | 5.7887 | 5.8393 | 6.5569 | 10.8619
15 | Kadina East | T457 | FY2028 | 9.9998 | 8.8421 | 7.2512 | 6.4451 | 6.2423 | 6.507 | 6.0191 | 5.4165 | 5.299 | 5.4325 | 5.5557 | 6.1854 | 6.6999 | 5.8818 | 5.8308 | 2.893 | 1.547 | -1.197 | -1.5903 | -4.0046 | -4.8081 | -5.7637 | -4.7061 | -6.4664 | -6.4506 | -6.6546 | -7.073 | -7.0665 | -7.2067 | -6.2979 | -6.0222 | -5.1018 | -4.0158 | -0.9968 | 0.29227 | 3.5187 | 4.5535 | 5.9206 | 6.411 | 6.6007 | 6.6071 | 6.3643 | 5.9921 | 5.8783 | 5.771 | 5.8393 | 6.5569 | 10.8619
16 | Kanmantoo | T272 | FY2019 | 0.76129 | 0.6347 | 0.51648 | 0.4363 | 0.38587 | 0.3899 | 0.37611 | 0.34708 | 0.35633 | 0.33833 | 0.34541 | 0.3434 | 0.33385 | 0.33381 | 0.29535 | 0.2165 | 0.13593 | 0.025897 | -0.061075 | -0.23328 | -0.26529 | -0.29605 | -0.31833 | -0.33142 | -0.33549 | -0.23326 | -0.19907 | -0.22726 | -0.10994 | -0.13403 | -0.18918 | -0.039305 | -0.021667 | 0.077112 | 0.23094 | 0.32175 | 0.43936 | 0.46759 | 0.49955 | 0.50146 | 0.52579 | 0.50042 | 0.46455 | 0.44111 | 0.43987 | 0.41957 | 0.42969 | 0.80402
16 | Kanmantoo | T272 | FY2020 | 0.76197 | 0.63536 | 0.51714 | 0.43696 | 0.38653 | 0.39057 | 0.37677 | 0.34774 | 0.35699 | 0.33899 | 0.34607 | 0.3431 | 0.334 | 0.23426 | 0.19611 | 0.11762 | 0.037063 | -0.073054 | -0.11773 | -0.17242 | -0.20997 | -0.33725 | -0.35559 | -0.28375 | -0.30363 | -0.31036 | -0.2886 | -0.25305 | -0.12786 | -0.13297 | -0.18812 | -0.13826 | -0.12062 | 0.077547 | 0.23025 | 0.31993 | 0.43727 | 0.46525 | 0.49697 | 0.49887 | 0.52321 | 0.49782 | 0.46194 | 0.43939 | 0.43901 | 0.41957 | 0.42969 | 0.80402
16 | Kanmantoo | T272 | FY2021 | 0.76293 | 0.63631 | 0.51809 | 0.43791 | 0.38748 | 0.39152 | 0.37772 | 0.34869 | 0.35794 | 0.33994 | 0.34702 | 0.34268 | 0.33421 | 0.2349 | 0.19719 | 0.11918 | 0.038641 | -0.071523 | -0.1585 | -0.33069 | -0.34287 | -0.3654 | -0.38138 | -0.38916 | -0.38855 | -0.391 | -0.36212 | -0.29661 | -0.1875 | -0.23142 | -0.28658 | -0.13673 | -0.11909 | -0.021824 | 0.12926 | 0.3173 | 0.43424 | 0.46187 | 0.49323 | 0.49514 | 0.51947 | 0.49407 | 0.4582 | 0.4369 | 0.43776 | 0.41957 | 0.42969 | 0.80402
16 | Kanmantoo | T272 | FY2022 | 0.76406 | 0.63747 | 0.51925 | 0.43907 | 0.38864 | 0.39268 | 0.37888 | 0.34985 | 0.3591 | 0.3411 | 0.34819 | 0.34216 | 0.33447 | 0.23569 | 0.19852 | 0.12092 | 0.0404 | -0.1696 | -0.25657 | -0.42878 | -0.41105 | -0.42122 | -0.42769 | -0.42746 | -0.41978 | -0.42929 | -0.40843 | -0.35243 | -0.25571 | -0.22954 | -0.28469 | -0.1348 | -0.11717 | -0.021054 | 0.12805 | 0.31407 | 0.43054 | 0.45773 | 0.48866 | 0.49057 | 0.5149 | 0.48954 | 0.45366 | 0.43385 | 0.43624 | 0.41957 | 0.42969 | 0.80402
16 | Kanmantoo | T272 | FY2023 | 0.76531 | 0.63867 | 0.52046 | 0.44027 | 0.38984 | 0.39389 | 0.38009 | 0.35105 | 0.36031 | 0.34231 | 0.34939 | 0.34162 | 0.33474 | 0.2365 | 0.19989 | 0.12302 | 0.04252 | -0.1677 | -0.16841 | -0.30486 | -0.32844 | -0.44392 | -0.45188 | -0.39042 | -0.42208 | -0.44279 | -0.43925 | -0.44767 | -0.32249 | -0.32759 | -0.38274 | -0.23291 | -0.21527 | -0.020259 | 0.1268 | 0.31075 | 0.42672 | 0.45346 | 0.48394 | 0.48585 | 0.51018 | 0.48477 | 0.44889 | 0.4307 | 0.43467 | 0.41957 | 0.42969 | 0.80402
16 | Kanmantoo | T272 | FY2024 | 0.76637 | 0.63974 | 0.52152 | 0.44134 | 0.39091 | 0.39495 | 0.38116 | 0.35212 | 0.36137 | 0.34337 | 0.35046 | 0.34115 | 0.33498 | 0.23722 | 0.20111 | 0.024711 | -0.055768 | -0.26597 | -0.35294 | -0.52513 | -0.49284 | -0.49695 | -0.49879 | -0.49466 | -0.48354 | -0.49649 | -0.47953 | -0.42816 | -0.33747 | -0.42586 | -0.48102 | -0.23117 | -0.21353 | -0.019553 | 0.12569 | 0.30779 | 0.42333 | 0.44967 | 0.47975 | 0.48166 | 0.50599 | 0.48059 | 0.44471 | 0.42791 | 0.43327 | 0.41957 | 0.42969 | 0.80402
16 | Kanmantoo | T272 | FY2025 | 0.76736 | 0.64074 | 0.52252 | 0.44234 | 0.39191 | 0.39595 | 0.38216 | 0.35312 | 0.36237 | 0.34437 | 0.35146 | 0.3407 | 0.3352 | 0.2379 | 0.20225 | 0.026284 | -0.054178 | -0.26434 | -0.35131 | -0.52351 | -0.46148 | -0.55327 | -0.54566 | -0.53356 | -0.51542 | -0.53539 | -0.5264 | -0.48448 | -0.40611 | -0.42424 | -0.47939 | -0.32954 | -0.31191 | -0.11889 | 0.024645 | 0.30502 | 0.42014 | 0.44612 | 0.47582 | 0.47773 | 0.50206 | 0.47666 | 0.44079 | 0.42529 | 0.43196 | 0.41957 | 0.42969 | 0.80402
16 | Kanmantoo | T272 | FY2026 | 0.76845 | 0.64181 | 0.52359 | 0.44341 | 0.39298 | 0.39703 | 0.38323 | 0.35419 | 0.36344 | 0.34544 | 0.35253 | 0.34022 | 0.33544 | 0.23863 | 0.20348 | 0.028072 | -0.052372 | -0.36262 | -0.4496 | -0.62178 | -0.53002 | -0.60948 | -0.59242 | -0.57235 | -0.5472 | -0.47419 | -0.47316 | -0.44069 | -0.37464 | -0.52251 | -0.57766 | -0.32783 | -0.31019 | -0.11818 | 0.023529 | 0.30205 | 0.41673 | 0.44231 | 0.47161 | 0.47352 | 0.49786 | 0.47244 | 0.43656 | 0.42249 | 0.43056 | 0.41957 | 0.42969 | 0.80402
16 | Kanmantoo | T272 | FY2027 | 0.76957 | 0.6429 | 0.52468 | 0.44449 | 0.39406 | 0.39812 | 0.38432 | 0.35527 | 0.36453 | 0.34653 | 0.35361 | 0.23974 | 0.23568 | 0.23936 | 0.20472 | 0.02992 | -0.050506 | -0.3609 | -0.44787 | -0.72005 | -0.6433 | -0.62896 | -0.61668 | -0.60063 | -0.57902 | -0.60247 | -0.59742 | -0.56017 | -0.4879 | -0.52075 | -0.5759 | -0.4261 | -0.40846 | -0.11747 | 0.0224 | 0.29905 | 0.41329 | 0.43846 | 0.46736 | 0.46926 | 0.4936 | 0.46815 | 0.43227 | 0.41965 | 0.42914 | 0.41957 | 0.42969 | 0.80402
16 | Kanmantoo | T272 | FY2028 | 0.77047 | 0.64381 | 0.52559 | 0.44541 | 0.39498 | 0.39903 | 0.38524 | 0.35619 | 0.36544 | 0.34744 | 0.35453 | 0.23933 | 0.23589 | 0.13998 | 0.10576 | -0.068658 | -0.14907 | -0.4594 | -0.54638 | -0.71856 | -0.61197 | -0.68529 | -0.66352 | -0.63948 | -0.61082 | -0.64131 | -0.64426 | -0.6165 | -0.55658 | -0.61927 | -0.67442 | -0.42461 | -0.40697 | -0.11686 | 0.021448 | 0.29652 | 0.41038 | 0.4352 | 0.46376 | 0.46567 | 0.49001 | 0.46457 | 0.42869 | 0.41725 | 0.42794 | 0.41957 | 0.42969 | 0.80402
17 | Keith | T140 | FY2019 | 9.9015 | 9.4238 | 8.6487 | 8.1464 | 7.7418 | 7.352 | 7.1745 | 6.8953 | 6.4778 | 6.4162 | 6.3689 | 6.2944 | 6.3091 | 6.5638 | 6.714 | 6.4798 | 5.9747 | 4.9878 | 4.6241 | 4.1255 | 3.6298 | 3.161 | 2.8764 | 2.7923 | 2.4724 | 2.5472 | 2.6134 | 2.9454 | 3.1775 | 3.5903 | 3.7067 | 4.2538 | 4.9372 | 5.9001 | 6.6901 | 7.6182 | 8.3767 | 8.8455 | 8.5383 | 8.3169 | 8.4291 | 8.3787 | 8.0034 | 7.9307 | 7.5896 | 7.4677 | 7.3908 | 9.7857
17 | Keith | T140 | FY2020 | 9.9109 | 9.433 | 8.6579 | 8.1557 | 7.7511 | 7.3613 | 7.1838 | 6.9046 | 6.487 | 6.4255 | 6.3782 | 6.2903 | 6.3112 | 6.4701 | 6.6245 | 6.3954 | 5.8904 | 4.8026 | 4.4389 | 3.8404 | 3.492 | 2.9989 | 2.7257 | 2.7539 | 2.4459 | 2.3657 | 2.4126 | 2.7207 | 2.9189 | 3.3198 | 3.5217 | 4.1685 | 4.852 | 5.8062 | 6.5804 | 7.5926 | 8.3473 | 8.8126 | 8.502 | 8.2806 | 8.3928 | 8.3421 | 7.9669 | 7.9065 | 7.5775 | 7.4677 | 7.3908 | 9.7857
17 | Keith | T140 | FY2021 | 9.9242 | 9.4463 | 8.6712 | 8.1689 | 7.7644 | 7.3746 | 7.1971 | 6.9178 | 6.5003 | 6.4387 | 6.3914 | 6.2844 | 6.3141 | 6.4791 | 6.6397 | 6.3167 | 5.812 | 4.6241 | 4.2604 | 3.5619 | 3.2135 | 2.7667 | 2.5127 | 2.5556 | 2.26 | 2.1908 | 2.2267 | 2.6224 | 2.8059 | 3.0876 | 3.2432 | 3.99 | 4.6735 | 5.815 | 6.5666 | 7.5559 | 8.3051 | 8.7655 | 8.4499 | 8.2285 | 8.3407 | 8.29 | 7.9148 | 7.8717 | 7.5602 | 7.4677 | 7.3908 | 9.7857
17 | Keith | T140 | FY2022 | 9.9397 | 9.4624 | 8.6873 | 8.1851 | 7.7805 | 7.3905 | 7.2131 | 6.934 | 6.5164 | 6.4549 | 6.4075 | 6.2772 | 6.3177 | 6.49 | 6.6581 | 6.1402 | 5.6358 | 4.4508 | 4.0872 | 3.2884 | 2.9223 | 2.407 | 2.1636 | 2.3142 | 2.025 | 2.0691 | 2.1006 | 2.3914 | 2.5697 | 2.9529 | 3.0693 | 3.9168 | 4.6002 | 5.8257 | 6.5498 | 7.5113 | 8.2538 | 8.7082 | 8.3866 | 8.1652 | 8.2774 | 8.2274 | 7.8521 | 7.8295 | 7.5391 | 7.4677 | 7.3908 | 9.7857
17 | Keith | T140 | FY2023 | 9.9564 | 9.4787 | 8.7036 | 8.2014 | 7.7968 | 7.4069 | 7.2295 | 6.9503 | 6.5327 | 6.4712 | 6.4238 | 6.2699 | 6.3214 | 6.501 | 6.6767 | 6.0678 | 5.5636 | 4.2768 | 3.9132 | 3.0145 | 2.6946 | 2.1986 | 1.9699 | 2.1329 | 1.8546 | 1.8879 | 1.9069 | 2.1831 | 2.3423 | 2.7793 | 2.8957 | 3.8428 | 4.5262 | 5.8365 | 6.5329 | 7.4661 | 8.202 | 8.6503 | 8.3226 | 8.1012 | 8.2134 | 8.163 | 7.7877 | 7.7869 | 7.5177 | 7.4677 | 7.3908 | 9.7857
17 | Keith | T140 | FY2024 | 9.9701 | 9.4928 | 8.7177 | 8.2155 | 7.8109 | 7.4209 | 7.2435 | 6.9643 | 6.5468 | 6.4852 | 6.4379 | 6.2636 | 6.3245 | 6.4105 | 6.5928 | 5.989 | 5.4851 | 4 | 3.6364 | 2.7376 | 2.4665 | 1.9904 | 1.7772 | 1.9533 | 1.6865 | 1.7083 | 1.7143 | 2.0749 | 2.2139 | 2.6021 | 2.7185 | 3.766 | 4.4494 | 5.8458 | 6.5182 | 7.4271 | 8.1572 | 8.6002 | 8.2673 | 8.0458 | 8.1581 | 8.108 | 7.7328 | 7.75 | 7.4993 | 7.4677 | 7.3908 | 9.7857
17 | Keith | T140 | FY2025 | 9.9832 | 9.5062 | 8.7311 | 8.2288 | 7.8243 | 7.4343 | 7.2568 | 6.9777 | 6.5602 | 6.4986 | 6.4513 | 6.2577 | 6.3275 | 6.4196 | 6.6081 | 5.9096 | 5.4058 | 3.822 | 3.4583 | 2.5594 | 2.2111 | 1.711 | 1.5181 | 1.8078 | 1.5517 | 1.5172 | 1.5184 | 1.8746 | 2.0112 | 2.5319 | 2.5402 | 3.6879 | 4.3714 | 5.7546 | 6.4043 | 7.39 | 8.1146 | 8.5526 | 8.2147 | 7.9933 | 8.1055 | 8.0557 | 7.6804 | 7.7149 | 7.4818 | 7.4677 | 7.3908 | 9.7857
17 | Keith | T140 | FY2026 | 9.9975 | 9.5203 | 8.7452 | 8.243 | 7.8384 | 7.4484 | 7.271 | 6.9919 | 6.5743 | 6.5128 | 6.4655 | 6.2514 | 6.3307 | 6.4292 | 6.6242 | 5.7326 | 5.2291 | 3.6448 | 3.2811 | 2.2823 | 2.0637 | 1.5094 | 1.3128 | 1.603 | 1.3486 | 1.3579 | 1.3499 | 1.5938 | 1.711 | 2.2467 | 2.3631 | 3.5108 | 4.1942 | 5.764 | 6.3895 | 7.3509 | 8.0696 | 8.5024 | 8.1591 | 7.9377 | 8.05 | 8 | 7.6248 | 7.6779 | 7.4632 | 7.4677 | 7.3908 | 9.7857
17 | Keith | T140 | FY2027 | 10.0119 | 9.5345 | 8.7594 | 8.2572 | 7.8526 | 7.4627 | 7.2852 | 7.0061 | 6.5885 | 6.527 | 6.4797 | 6.245 | 6.3339 | 6.4388 | 6.6405 | 5.6563 | 5.153 | 3.4676 | 3.3134 | 2.3015 | 2.0197 | 1.3679 | 1.1796 | 1.4855 | 1.1443 | 1.0177 | 0.95763 | 1.1333 | 1.3043 | 2.0697 | 2.1861 | 3.4335 | 4.117 | 5.7734 | 6.3747 | 7.3115 | 8.0244 | 8.4519 | 8.1033 | 7.8819 | 7.9942 | 7.944 | 7.5687 | 7.6407 | 7.4446 | 7.4677 | 7.3908 | 9.7857
17 | Keith | T140 | FY2028 | 10.0234 | 9.5463 | 8.7712 | 8.269 | 7.8644 | 7.4744 | 7.2969 | 7.0179 | 6.6003 | 6.5388 | 6.4914 | 6.2398 | 6.3365 | 6.4467 | 6.6539 | 5.574 | 5.0709 | 3.287 | 3.183 | 2.0917 | 1.8258 | 1.1873 | 1.0108 | 1.3049 | 0.95024 | 0.90771 | 0.82686 | 0.95237 | 1.1234 | 1.8888 | 2.0052 | 3.3529 | 4.0364 | 5.7812 | 6.3625 | 7.2789 | 7.9869 | 8.41 | 8.057 | 7.8356 | 7.9479 | 7.898 | 7.5228 | 7.6098 | 7.4292 | 7.4677 | 7.3908 | 9.7857
18 | Kincraig | T292 | FY2019 | 12.9429 | 11.9182 | 10.7519 | 9.7073 | 8.8603 | 8.4291 | 7.9335 | 7.4547 | 7.0887 | 6.7746 | 6.6917 | 6.7574 | 6.8762 | 7.3483 | 7.8062 | 7.8145 | 7.716 | 7.0199 | 6.323 | 5.1804 | 3.9177 | 3.4786 | 2.788 | 2.2759 | 2.1038 | 2.5439 | 2.7132 | 3.2988 | 3.5391 | 5.136 | 5.3065 | 6.0827 | 6.5163 | 6.7161 | 7.4781 | 8.3964 | 9.1233 | 9.2501 | 8.788 | 8.3214 | 8.2365 | 8.0018 | 7.7202 | 7.6617 | 7.4836 | 7.4703 | 7.5103 | 11.5023
18 | Kincraig | T292 | FY2020 | 12.9506 | 11.9261 | 10.7598 | 9.7152 | 8.8682 | 8.437 | 7.9414 | 7.4627 | 7.0966 | 6.7825 | 6.6996 | 6.7539 | 6.8779 | 7.3537 | 7.8152 | 7.7265 | 7.6282 | 6.7329 | 6.036 | 4.8934 | 3.7419 | 3.2487 | 2.5935 | 2.1112 | 1.9654 | 2.3792 | 2.5187 | 3.0689 | 3.2632 | 4.8488 | 5.0194 | 5.9957 | 6.4293 | 6.7214 | 7.4698 | 8.3745 | 9.0981 | 9.222 | 8.7569 | 8.2903 | 8.2054 | 7.9709 | 7.6893 | 7.6409 | 7.4733 | 7.4703 | 7.5103 | 11.5023
18 | Kincraig | T292 | FY2021 | 12.9618 | 11.9374 | 10.7711 | 9.7265 | 8.8795 | 8.4482 | 7.9527 | 7.474 | 7.1079 | 6.7938 | 6.7109 | 6.7489 | 6.8805 | 7.3613 | 7.8281 | 7.6441 | 7.5459 | 6.4514 | 5.7545 | 4.5118 | 3.4295 | 2.9649 | 2.3316 | 1.8679 | 1.7384 | 2.1359 | 2.2568 | 2.8851 | 3.0507 | 4.6672 | 4.8377 | 5.8142 | 6.2478 | 6.7289 | 7.4581 | 8.3431 | 9.0622 | 9.1818 | 8.7125 | 8.2459 | 8.161 | 7.9267 | 7.6451 | 7.6113 | 7.4585 | 7.4703 | 7.5103 | 11.5023
18 | Kincraig | T292 | FY2022 | 12.9743 | 11.9508 | 10.7846 | 9.7399 | 8.8929 | 8.4615 | 7.9659 | 7.4874 | 7.1213 | 6.8072 | 6.7244 | 6.7429 | 6.8835 | 7.3704 | 7.8435 | 7.4625 | 7.3645 | 6.2741 | 5.5771 | 4.2341 | 3.2247 | 2.6898 | 2.0797 | 1.6355 | 1.5233 | 1.9035 | 2.0049 | 2.61 | 2.7454 | 4.3889 | 4.5594 | 5.7368 | 6.1704 | 6.7377 | 7.4441 | 8.306 | 9.0195 | 9.1341 | 8.6598 | 8.1932 | 8.1083 | 7.8748 | 7.5932 | 7.5762 | 7.4409 | 7.4703 | 7.5103 | 11.5023
18 | Kincraig | T292 | FY2023 | 12.9879 | 11.9643 | 10.798 | 9.7534 | 8.9064 | 8.4749 | 7.9794 | 7.5008 | 7.1348 | 6.8207 | 6.7378 | 6.7369 | 6.8865 | 7.3795 | 7.8588 | 7.3844 | 7.2867 | 5.9957 | 5.2988 | 3.8558 | 2.9167 | 2.311 | 1.7233 | 1.3979 | 1.3022 | 1.6659 | 1.7485 | 2.4312 | 2.5375 | 4.1107 | 4.2812 | 5.6585 | 6.0921 | 6.6466 | 7.3301 | 8.2687 | 8.9767 | 9.0863 | 8.607 | 8.1404 | 8.0555 | 7.8219 | 7.5403 | 7.541 | 7.4233 | 7.4703 | 7.5103 | 11.5023
18 | Kincraig | T292 | FY2024 | 12.9989 | 11.9757 | 10.8095 | 9.7649 | 8.9179 | 8.4863 | 7.9908 | 7.5123 | 7.1462 | 6.8321 | 6.7493 | 6.7317 | 6.889 | 7.3873 | 7.8719 | 7.301 | 7.2035 | 5.7148 | 5.0179 | 3.4747 | 2.6087 | 2.0329 | 1.4684 | 1.1626 | 1.0842 | 1.4306 | 1.4936 | 2.1531 | 2.2291 | 3.9293 | 4.0998 | 5.5776 | 6.0112 | 6.6542 | 7.3181 | 8.2369 | 8.9402 | 9.0455 | 8.5619 | 8.0952 | 8.0104 | 7.7773 | 7.4957 | 7.5109 | 7.4082 | 7.4703 | 7.5103 | 11.5023
18 | Kincraig | T292 | FY2025 | 13.0089 | 11.9862 | 10.82 | 9.7754 | 8.9284 | 8.4967 | 8.0011 | 7.5228 | 7.1567 | 6.8426 | 6.7598 | 6.7271 | 6.8914 | 7.3944 | 7.8839 | 7.2161 | 7.1187 | 5.5323 | 4.8354 | 3.192 | 2.3991 | 1.7532 | 1.212 | 0.92575 | 0.86459 | 1.1937 | 1.2372 | 1.9734 | 2.0192 | 3.6463 | 3.8168 | 5.4951 | 5.9287 | 6.6612 | 7.3072 | 8.2078 | 8.9068 | 9.0082 | 8.5206 | 8.054 | 7.9692 | 7.7365 | 7.455 | 7.4834 | 7.3945 | 7.4703 | 7.5103 | 11.5023
18 | Kincraig | T292 | FY2026 | 13.0196 | 11.9972 | 10.8309 | 9.7863 | 8.9393 | 8.5076 | 8.012 | 7.5338 | 7.1677 | 6.8536 | 6.7707 | 6.7222 | 6.8938 | 7.4018 | 7.8964 | 7.0329 | 6.9357 | 5.2503 | 4.5533 | 2.8098 | 2.09 | 1.4743 | 0.95629 | 0.68967 | 0.64577 | 0.95765 | 0.98149 | 1.7945 | 1.81 | 3.464 | 3.6346 | 5.413 | 5.8466 | 6.6684 | 7.2958 | 8.1775 | 8.872 | 8.9693 | 8.4777 | 8.0111 | 7.9262 | 7.6938 | 7.4122 | 7.4548 | 7.3802 | 7.4703 | 7.5103 | 11.5023
18 | Kincraig | T292 | FY2027 | 13.0303 | 12.0079 | 10.8417 | 9.7971 | 8.9501 | 8.5183 | 8.0228 | 7.5445 | 7.1784 | 6.8643 | 6.7815 | 6.7174 | 6.8962 | 7.409 | 7.9087 | 6.9499 | 6.8529 | 4.9677 | 4.2708 | 2.4273 | 1.8253 | 1.2583 | 0.77772 | 0.44266 | 0.42657 | 0.81065 | 0.80292 | 1.5785 | 1.5452 | 3.1814 | 3.352 | 5.2305 | 5.6641 | 6.6755 | 7.2846 | 8.1478 | 8.8378 | 8.9311 | 8.4355 | 7.9689 | 7.884 | 7.6517 | 7.3701 | 7.4266 | 7.3661 | 7.4703 | 7.5103 | 11.5023
18 | Kincraig | T292 | FY2028 | 13.0383 | 12.0165 | 10.8503 | 9.8056 | 8.9586 | 8.5268 | 8.0312 | 7.5531 | 7.187 | 6.8729 | 6.7901 | 6.7135 | 6.8982 | 7.4148 | 7.9185 | 6.8617 | 6.7648 | 4.6822 | 3.9853 | 2.1415 | 1.6142 | 0.97792 | 0.52105 | 0.20602 | 0.20756 | 0.574 | 0.54625 | 1.2981 | 1.2339 | 2.8954 | 3.0659 | 5.1449 | 5.5786 | 6.6812 | 7.2757 | 8.124 | 8.8105 | 8.9006 | 8.4018 | 7.9351 | 7.8503 | 7.6185 | 7.3369 | 7.4042 | 7.3549 | 7.4703 | 7.5103 | 11.5023
19 | Leigh Creek South | T440 | FY2019 | 0.78853 | 0.69971 | 0.67846 | 0.65839 | 0.64106 | 0.66513 | 0.65932 | 0.63544 | 0.66642 | 0.16447 | 0.0095663 | 0.0091349 | 0.0093347 | 0.0094698 | 0.0096087 | 0.048507 | 0.061959 | 0.064228 | 0.072927 | -0.01871 | -0.026373 | 0.065978 | 0.05566 | 0.042214 | 0.0097513 | 0.10527 | 0.77264 | 0.50489 | 0.44867 | 0.33939 | 0.3478 | 0.44255 | 0.4539 | 0.49421 | 0.54185 | 0.56871 | 0.63526 | 0.65961 | 0.64192 | 0.61865 | 0.61871 | 0.61809 | 0.59803 | 0.60941 | 0.58694 | 0.58371 | 0.56546 | 0.63528
19 | Leigh Creek South | T440 | FY2020 | 0.78893 | 0.70014 | 0.67889 | 0.65882 | 0.6415 | 0.66555 | 0.65975 | 0.63587 | 0.66685 | 0.1649 | 0.0099978 | 0.0089423 | 0.0094312 | 0.0097617 | 0.010101 | 0.045691 | 0.05775 | 0.059111 | 0.066904 | -0.025545 | -0.032411 | 0.060825 | 0.051581 | 0.039534 | 0.01045 | 0.10597 | 0.77334 | 0.40558 | 0.34936 | 0.34008 | 0.34849 | 0.44328 | 0.45463 | 0.4945 | 0.5414 | 0.56752 | 0.63388 | 0.65808 | 0.64022 | 0.61695 | 0.61702 | 0.61643 | 0.59637 | 0.60829 | 0.58638 | 0.58371 | 0.56546 | 0.63528
19 | Leigh Creek South | T440 | FY2021 | 0.78952 | 0.70076 | 0.67951 | 0.65944 | 0.64211 | 0.66616 | 0.66036 | 0.63648 | 0.66746 | 0.16552 | 0.010613 | 0.0086675 | 0.0095688 | 0.010178 | 0.010804 | 0.041152 | 0.050959 | 0.050663 | 0.056992 | -0.036753 | -0.042329 | -0.047641 | -0.055148 | -0.064932 | -0.088552 | 0.0069639 | 0.67434 | 0.40658 | 0.35036 | 0.34108 | 0.34949 | 0.4443 | 0.45565 | 0.49491 | 0.54076 | 0.56581 | 0.63193 | 0.65589 | 0.63781 | 0.61454 | 0.6146 | 0.61403 | 0.59397 | 0.60667 | 0.58557 | 0.58371 | 0.56546 | 0.63528
19 | Leigh Creek South | T440 | FY2022 | 0.79021 | 0.70149 | 0.68025 | 0.66017 | 0.64285 | 0.66689 | 0.66108 | 0.63722 | 0.6682 | 0.16625 | 0.011349 | 0.0083391 | 0.0097333 | 0.010676 | 0.030264 | 0.044872 | 0.050826 | -0.05177 | -0.047375 | -0.051111 | -0.0561 | -0.061028 | -0.068741 | -0.08736 | -0.08736 | 0.0081562 | 0.67553 | 0.40777 | 0.35155 | 0.34227 | 0.35068 | 0.44554 | 0.45689 | 0.49539 | 0.53999 | 0.56378 | 0.62959 | 0.65327 | 0.63492 | 0.61165 | 0.61171 | 0.61119 | 0.59112 | 0.60475 | 0.58461 | 0.58371 | 0.56546 | 0.63528
19 | Leigh Creek South | T440 | FY2023 | 0.79096 | 0.70223 | 0.68098 | 0.66091 | 0.64359 | 0.66763 | 0.66182 | 0.63796 | 0.66894 | 0.16699 | 0.012087 | 0.0080099 | 0.0098983 | 0.011175 | 0.012487 | 0.07738 | 0.1013 | 0.012 | 0.027443 | -0.05829 | -0.071895 | 0.013656 | -0.0046613 | -0.028533 | -0.086165 | 0.0093513 | 0.67673 | 0.40897 | 0.35275 | 0.34347 | 0.35188 | 0.44673 | 0.45808 | 0.49588 | 0.53922 | 0.56173 | 0.62724 | 0.65065 | 0.63202 | 0.60875 | 0.60881 | 0.60828 | 0.58822 | 0.60282 | 0.58364 | 0.58371 | 0.56546 | 0.63528
19 | Leigh Creek South | T440 | FY2024 | 0.79156 | 0.70286 | 0.68161 | 0.66154 | 0.64422 | 0.66825 | 0.66245 | 0.63859 | 0.66957 | 0.16762 | 0.012718 | 0.0077281 | 0.010039 | 0.011602 | 0.013208 | 0.073015 | 0.094758 | 0.0039043 | 0.017932 | -0.069058 | -0.081417 | 0.0055332 | -0.011106 | -0.032791 | -0.085142 | 0.010374 | 0.67775 | 0.30999 | 0.25377 | 0.34449 | 0.3529 | 0.44778 | 0.45913 | 0.4963 | 0.53857 | 0.55998 | 0.62523 | 0.64841 | 0.62954 | 0.60627 | 0.60634 | 0.60583 | 0.58577 | 0.60116 | 0.58282 | 0.58371 | 0.56546 | 0.63528
19 | Leigh Creek South | T440 | FY2025 | 0.79214 | 0.70346 | 0.68221 | 0.66214 | 0.64481 | 0.66884 | 0.66304 | 0.63918 | 0.67016 | 0.16822 | 0.013315 | 0.007462 | 0.010173 | 0.012005 | 0.013889 | -0.031383 | -0.01182 | -0.0042657 | 0.0083455 | -0.0799 | -0.091011 | -0.10266 | -0.11762 | -0.13711 | -0.18418 | -0.08866 | 0.57871 | 0.31096 | 0.25474 | 0.34546 | 0.35387 | 0.44876 | 0.46011 | 0.49669 | 0.53795 | 0.55833 | 0.62333 | 0.64629 | 0.6272 | 0.60393 | 0.60399 | 0.60351 | 0.58345 | 0.5996 | 0.58204 | 0.58371 | 0.56546 | 0.63528
19 | Leigh Creek South | T440 | FY2026 | 0.79276 | 0.70408 | 0.68283 | 0.66276 | 0.64544 | 0.66947 | 0.66366 | 0.63981 | 0.67079 | 0.16884 | 0.013938 | 0.0071836 | 0.010312 | 0.012427 | 0.014601 | -0.035682 | -0.018296 | -0.012405 | -0.0012104 | -0.090705 | -0.10057 | -0.1108 | -0.12408 | -0.14138 | -0.18317 | -0.087649 | 0.57972 | 0.31197 | 0.25575 | 0.34647 | 0.35488 | 0.44977 | 0.46113 | 0.49711 | 0.5373 | 0.55661 | 0.62135 | 0.64407 | 0.62475 | 0.60148 | 0.60154 | 0.60106 | 0.581 | 0.59797 | 0.58122 | 0.58371 | 0.56546 | 0.63528
19 | Leigh Creek South | T440 | FY2027 | 0.79338 | 0.7047 | 0.68345 | 0.66338 | 0.64606 | 0.67009 | 0.66428 | 0.64043 | 0.67141 | 0.16946 | 0.014559 | 0.0069068 | 0.010451 | 0.012846 | 0.015309 | 0.0047582 | 0.038487 | 0.056895 | 0.078656 | -0.10153 | -0.1207 | -0.041495 | -0.067308 | -0.10095 | -0.18216 | -0.086645 | 0.58073 | 0.31297 | 0.25675 | 0.24747 | 0.25588 | 0.45078 | 0.46213 | 0.49752 | 0.53665 | 0.55489 | 0.61938 | 0.64187 | 0.62231 | 0.59904 | 0.59911 | 0.59862 | 0.57856 | 0.59634 | 0.58041 | 0.58371 | 0.56546 | 0.63528
19 | Leigh Creek South | T440 | FY2028 | 0.79386 | 0.70521 | 0.68396 | 0.66389 | 0.64656 | 0.67059 | 0.66478 | 0.64093 | 0.67191 | 0.16997 | 0.015064 | 0.0066815 | 0.010564 | 0.013188 | 0.015886 | 0.00027753 | 0.031858 | -0.051285 | -0.030919 | -0.11234 | -0.13028 | -0.049698 | -0.073855 | -0.20534 | -0.28134 | -0.085826 | 0.58155 | 0.31379 | 0.25757 | 0.24829 | 0.2567 | 0.45162 | 0.46297 | 0.49785 | 0.53612 | 0.55349 | 0.61777 | 0.64007 | 0.62033 | 0.59706 | 0.59713 | 0.59666 | 0.5766 | 0.59502 | 0.57975 | 0.58371 | 0.56546 | 0.63528
20 | Mannum | T446 | FY2019 | 6.5709 | 5.5906 | 4.9818 | 4.7245 | 4.454 | 4.2266 | 4.1262 | 4.0869 | 3.9721 | 4.1204 | 4.2109 | 4.6558 | 4.8521 | 4.928 | 4.7644 | 4.2466 | 3.8375 | 3.5316 | 3.6054 | 3.2001 | 2.8048 | 2.5728 | -0.40557 | -2.18 | -3.7032 | -4.2875 | -5.0375 | -4.2824 | -3.5874 | -2.3185 | -0.90199 | 1.9302 | 2.0703 | 2.5545 | 3.0461 | 3.7051 | 4.4943 | 4.9117 | 5.0121 | 5.1435 | 4.9239 | 4.9699 | 5.1098 | 4.9123 | 4.8515 | 4.7165 | 4.6608 | 6.4431
20 | Mannum | T446 | FY2020 | 6.5764 | 5.5961 | 4.9873 | 4.7301 | 4.4596 | 4.2322 | 4.1318 | 4.0924 | 3.9776 | 4.126 | 4.2165 | 4.6533 | 4.8534 | 4.8317 | 4.6707 | 4.0556 | 3.6466 | 3.2405 | 3.3143 | 2.9091 | 2.5138 | 2.2818 | -0.6157 | -2.3566 | -3.8542 | -4.4168 | -5.1477 | -4.5117 | -3.8384 | -2.4951 | -1.1121 | 1.7391 | 1.8793 | 2.4582 | 2.9404 | 3.6898 | 4.4766 | 4.8921 | 4.9904 | 5.1217 | 4.9022 | 4.9482 | 5.088 | 4.8978 | 4.8442 | 4.7165 | 4.6608 | 6.4431
20 | Mannum | T446 | FY2021 | 6.5844 | 5.6041 | 4.9953 | 4.738 | 4.4675 | 4.2401 | 4.1397 | 4.1004 | 3.9856 | 4.1339 | 4.2244 | 4.6498 | 4.8551 | 4.7371 | 4.5798 | 3.8684 | 3.4595 | 2.9534 | 3.0272 | 2.522 | 2.1267 | 1.8947 | -0.91046 | -2.6131 | -4.0813 | -4.6192 | -5.3283 | -4.6141 | -3.9655 | -2.6516 | -1.3069 | 1.552 | 1.6922 | 2.3635 | 2.8321 | 3.6677 | 4.4513 | 4.8638 | 4.9591 | 5.0905 | 4.8709 | 4.9169 | 5.0567 | 4.8769 | 4.8338 | 4.7165 | 4.6608 | 6.4431
20 | Mannum | T446 | FY2022 | 6.5937 | 5.6138 | 5.0049 | 4.7477 | 4.4772 | 4.2497 | 4.1493 | 4.1101 | 3.9952 | 4.1436 | 4.2341 | 4.5454 | 4.7573 | 4.7437 | 4.5909 | 3.6825 | 3.2738 | 2.7695 | 2.8433 | 2.2379 | 1.8426 | 1.5104 | -1.1994 | -2.8626 | -4.3005 | -4.8128 | -5.4994 | -4.8077 | -4.1847 | -2.8011 | -1.4959 | 1.3681 | 1.5082 | 2.1699 | 2.622 | 3.6409 | 4.4205 | 4.8293 | 4.9211 | 5.0524 | 4.8329 | 4.8792 | 5.0191 | 4.8516 | 4.8211 | 4.7165 | 4.6608 | 6.4431
20 | Mannum | T446 | FY2023 | 6.6039 | 5.6237 | 5.0149 | 4.7576 | 4.4871 | 4.2597 | 4.1593 | 4.12 | 4.0052 | 4.1535 | 4.244 | 4.541 | 4.7595 | 4.6504 | 4.5022 | 3.5996 | 3.191 | 2.4853 | 2.559 | 1.9537 | 1.5585 | 1.2264 | -1.3903 | -3.1149 | -4.5233 | -5.0107 | -5.6753 | -4.9056 | -4.3075 | -2.9535 | -1.6867 | 1.0838 | 1.224 | 2.0764 | 2.5117 | 3.5134 | 4.289 | 4.7941 | 4.8821 | 5.0135 | 4.7939 | 4.84 | 4.9798 | 4.8256 | 4.8081 | 4.7165 | 4.6608 | 6.4431
20 | Mannum | T446 | FY2024 | 6.6125 | 5.6324 | 5.0236 | 4.7663 | 4.4959 | 4.2684 | 4.168 | 4.1287 | 4.0139 | 4.1623 | 4.2527 | 4.5371 | 4.7615 | 4.5563 | 4.4121 | 3.4131 | 3.0047 | 2.1995 | 2.2733 | 1.668 | 1.2727 | 0.84056 | -1.6812 | -3.3665 | -4.7447 | -5.2066 | -5.8488 | -5.1015 | -4.5289 | -3.105 | -1.8777 | 0.89808 | 1.0382 | 1.9822 | 2.4026 | 3.4893 | 4.2612 | 4.7631 | 4.8479 | 4.9793 | 4.7597 | 4.8058 | 4.9457 | 4.8028 | 4.7967 | 4.7165 | 4.6608 | 6.4431
20 | Mannum | T446 | FY2025 | 6.6207 | 5.6407 | 5.0318 | 4.7746 | 4.5041 | 4.2766 | 4.1762 | 4.137 | 4.0221 | 4.1705 | 4.261 | 4.5334 | 4.7633 | 4.5619 | 4.4216 | 3.226 | 2.8177 | 2.013 | 2.0868 | 1.2814 | 0.8861 | 0.55394 | -1.9178 | -3.5823 | -4.9446 | -5.3931 | -6.0235 | -5.288 | -4.7288 | -3.3209 | -2.1142 | 0.71155 | 0.8517 | 1.7877 | 2.194 | 3.4664 | 4.235 | 4.7338 | 4.8155 | 4.9468 | 4.7272 | 4.7735 | 4.9133 | 4.7812 | 4.7859 | 4.7165 | 4.6608 | 6.4431
20 | Mannum | T446 | FY2026 | 6.6296 | 5.6495 | 5.0406 | 4.7834 | 4.5129 | 4.2855 | 4.1851 | 4.1458 | 4.0309 | 4.1793 | 4.2698 | 4.5295 | 4.7653 | 4.4678 | 4.3316 | 3.1406 | 2.7324 | 1.7271 | 1.8009 | 0.99557 | 0.60027 | 0.16819 | -2.2089 | -3.8342 | -5.1664 | -5.5896 | -6.1976 | -5.4845 | -4.9506 | -3.4728 | -2.3053 | 0.52568 | 0.66583 | 1.6935 | 2.0848 | 3.3421 | 4.107 | 4.7025 | 4.7809 | 4.9123 | 4.6927 | 4.7388 | 4.8787 | 4.7581 | 4.7744 | 4.7165 | 4.6608 | 6.4431
20 | Mannum | T446 | FY2027 | 6.6385 | 5.6582 | 5.0494 | 4.7921 | 4.5217 | 4.2942 | 4.1938 | 4.1545 | 4.0397 | 4.188 | 4.2785 | 4.5256 | 4.7672 | 4.3737 | 4.2416 | 2.9552 | 2.5472 | 1.4411 | 1.5149 | 0.70961 | 0.31431 | -0.21766 | -2.5002 | -4.1864 | -5.4885 | -5.7863 | -6.372 | -5.6812 | -5.1727 | -3.6249 | -2.4966 | 0.23965 | 0.3798 | 1.5992 | 1.9757 | 3.3179 | 4.0792 | 4.6715 | 4.7466 | 4.878 | 4.6584 | 4.7044 | 4.8442 | 4.7353 | 4.763 | 4.7165 | 4.6608 | 6.4431
20 | Mannum | T446 | FY2028 | 6.6457 | 5.6656 | 5.0567 | 4.7995 | 4.529 | 4.3016 | 4.2012 | 4.1619 | 4.047 | 4.1954 | 4.2859 | 4.5223 | 4.7689 | 4.3787 | 4.25 | 2.7664 | 2.3586 | 1.2532 | 1.3269 | 0.32162 | -0.073674 | -0.60574 | -2.7927 | -4.3392 | -5.6109 | -5.9831 | -6.5463 | -5.7781 | -5.2951 | -3.7777 | -2.6891 | 0.051723 | 0.19187 | 1.4041 | 1.7681 | 3.2975 | 4.0558 | 4.6453 | 4.7177 | 4.8491 | 4.6295 | 4.6756 | 4.8154 | 4.716 | 4.7533 | 4.7165 | 4.6608 | 6.4431
21 | Mobilong | T211 | FY2019 | 17.1251 | 15.2986 | 13.7128 | 12.759 | 12.3084 | 11.9927 | 11.6529 | 11.2295 | 11.3294 | 11.3807 | 11.483 | 12.0651 | 12.311 | 12.3766 | 11.9358 | 10.7536 | 10.9478 | 9.6699 | 9.6381 | 9.2172 | 7.1143 | 6.047 | 8.0653 | 5.404 | 2.9176 | 1.216 | -0.040693 | -1.0627 | -2.8904 | -2.0111 | -1.2914 | 0.17381 | 2.6649 | 7.36 | 8.7362 | 10.3153 | 11.6103 | 12.7532 | 13.3369 | 13.5302 | 13.476 | 12.9831 | 12.6855 | 12.3048 | 12.0313 | 12.248 | 12.3963 | 18.5015
21 | Mobilong | T211 | FY2020 | 17.1429 | 15.3158 | 13.7299 | 12.7761 | 12.3256 | 12.01 | 11.6701 | 11.2466 | 11.3465 | 11.3978 | 11.5001 | 11.9575 | 12.2148 | 12.1881 | 11.7553 | 10.3836 | 10.5781 | 9.0969 | 9.0651 | 8.5445 | 6.4416 | 5.2748 | 7.293 | 4.5317 | 2.2313 | 0.7068 | -0.49081 | -1.363 | -3.1468 | -2.1114 | -1.4415 | 0.063868 | 2.4779 | 7.1713 | 8.5184 | 10.2679 | 11.5559 | 12.6924 | 13.2697 | 13.463 | 13.4088 | 12.9152 | 12.6176 | 12.26 | 12.0089 | 12.248 | 12.3963 | 18.5015
21 | Mobilong | T211 | FY2021 | 17.1677 | 15.3403 | 13.7545 | 12.8007 | 12.3501 | 12.0346 | 11.6948 | 11.2712 | 11.3711 | 11.4224 | 11.5247 | 11.9465 | 12.2203 | 12.1048 | 11.6834 | 10.0236 | 10.2185 | 8.5365 | 8.5048 | 7.8842 | 5.7813 | 4.5146 | 6.5329 | 3.7715 | 1.6231 | 0.061505 | -1.0878 | -1.8193 | -3.5672 | -2.3676 | -1.7385 | -0.18161 | 2.1695 | 6.8876 | 8.1928 | 10.0999 | 11.3777 | 12.605 | 13.1732 | 13.3664 | 13.3122 | 12.8185 | 12.5209 | 12.1956 | 11.9768 | 12.248 | 12.3963 | 18.5015
21 | Mobilong | T211 | FY2022 | 17.1963 | 15.3701 | 13.7843 | 12.8305 | 12.3799 | 12.0641 | 11.7243 | 11.301 | 11.4009 | 11.4522 | 11.5545 | 11.9332 | 12.227 | 11.9249 | 11.5174 | 9.6671 | 9.8625 | 7.986 | 7.9543 | 7.2332 | 5.1303 | 3.6629 | 5.6811 | 2.9198 | 0.88464 | -0.53001 | -1.6433 | -2.2445 | -3.9656 | -2.6928 | -2.094 | -0.37193 | 1.9322 | 6.6073 | 7.8618 | 9.9173 | 11.1829 | 12.4991 | 13.0561 | 13.2494 | 13.1952 | 12.7026 | 12.405 | 12.1176 | 11.9378 | 12.248 | 12.3963 | 18.5015
21 | Mobilong | T211 | FY2023 | 17.2277 | 15.4006 | 13.8147 | 12.8609 | 12.4104 | 12.0948 | 11.755 | 11.3314 | 11.4314 | 11.4827 | 11.5849 | 11.9196 | 12.2338 | 11.8455 | 11.4522 | 9.3194 | 9.5154 | 7.4344 | 7.4027 | 6.482 | 4.3791 | 2.9123 | 4.9305 | 2.0692 | 0.1419 | -1.2281 | -2.3071 | -2.6793 | -4.375 | -2.9277 | -2.3578 | -0.57096 | 1.6885 | 6.3275 | 7.5301 | 9.8329 | 11.0859 | 12.3908 | 12.9364 | 13.1297 | 13.0755 | 12.5819 | 12.2844 | 12.0378 | 11.8978 | 12.248 | 12.3963 | 18.5015
21 | Mobilong | T211 | FY2024 | 17.2541 | 15.4274 | 13.8415 | 12.8877 | 12.4372 | 12.1215 | 11.7817 | 11.3582 | 11.4582 | 11.5095 | 11.6117 | 11.9077 | 12.2398 | 11.6637 | 11.2828 | 8.961 | 9.1573 | 6.8783 | 6.8465 | 5.8257 | 3.7228 | 2.0557 | 4.0739 | 1.2126 | -0.55697 | -1.8616 | -2.8905 | -3.1205 | -4.7789 | -3.1688 | -2.6412 | -0.80409 | 1.3901 | 6.1452 | 7.3021 | 9.6587 | 10.9007 | 12.2955 | 12.8312 | 13.0244 | 12.9702 | 12.4771 | 12.1795 | 11.9676 | 11.8628 | 12.248 | 12.3963 | 18.5015
21 | Mobilong | T211 | FY2025 | 17.2797 | 15.4532 | 13.8673 | 12.9135 | 12.463 | 12.1473 | 11.8074 | 11.384 | 11.4839 | 11.5352 | 11.6375 | 11.7962 | 12.1456 | 11.5811 | 11.2123 | 8.7017 | 8.8985 | 6.4201 | 6.3884 | 5.1675 | 3.0646 | 1.3974 | 3.4157 | 0.45435 | -1.2027 | -2.4608 | -3.4539 | -3.5537 | -5.1856 | -3.5021 | -3.0046 | -1.0031 | 1.1445 | 5.8622 | 6.9753 | 9.5874 | 10.8188 | 12.204 | 12.73 | 12.9233 | 12.8691 | 12.3761 | 12.0785 | 11.9002 | 11.8291 | 12.248 | 12.3963 | 18.5015
21 | Mobilong | T211 | FY2026 | 17.3076 | 15.4806 | 13.8947 | 12.9409 | 12.4904 | 12.1748 | 11.835 | 11.4114 | 11.5113 | 11.5627 | 11.6649 | 11.7839 | 12.1517 | 11.3996 | 11.0436 | 8.3475 | 8.5447 | 5.8641 | 5.8323 | 4.4116 | 2.3087 | 0.54185 | 2.5601 | -0.40121 | -1.9464 | -3.058 | -4.0156 | -3.9854 | -5.5909 | -3.7338 | -3.2663 | -1.2009 | 0.90033 | 5.5804 | 6.6468 | 9.4114 | 10.6315 | 12.1065 | 12.6223 | 12.8156 | 12.7614 | 12.2679 | 11.9703 | 11.8284 | 11.7931 | 12.248 | 12.3963 | 18.5015
21 | Mobilong | T211 | FY2027 | 17.3363 | 15.5084 | 13.9225 | 12.9687 | 12.5182 | 12.2028 | 11.863 | 11.4392 | 11.5392 | 11.5905 | 11.6927 | 11.7715 | 12.1579 | 11.3184 | 10.9753 | 7.8949 | 8.0927 | 5.2083 | 5.1766 | 3.6562 | 1.5533 | -0.31309 | 1.7052 | -1.3562 | -2.7452 | -3.7923 | -4.7002 | -4.4283 | -5.9969 | -4.0766 | -3.6509 | -1.4359 | 0.60065 | 5.2988 | 6.3178 | 9.2344 | 10.4431 | 12.0077 | 12.5131 | 12.7063 | 12.6522 | 12.1579 | 11.8603 | 11.7555 | 11.7567 | 12.248 | 12.3963 | 18.5015
21 | Mobilong | T211 | FY2028 | 17.3594 | 15.5319 | 13.946 | 12.9922 | 12.5417 | 12.2262 | 11.8864 | 11.4627 | 11.5626 | 11.6139 | 11.7162 | 11.761 | 12.1632 | 11.1343 | 10.8021 | 7.5315 | 7.7296 | 4.6467 | 4.6149 | 2.9944 | 0.89149 | -1.0751 | 0.94318 | -2.1181 | -3.3479 | -4.3289 | -5.1862 | -4.8715 | -6.4025 | -4.2198 | -3.8369 | -1.6722 | 0.29833 | 5.1143 | 6.0934 | 9.1694 | 10.3684 | 11.9243 | 12.4209 | 12.6142 | 12.56 | 12.066 | 11.7684 | 11.6941 | 11.726 | 12.248 | 12.3963 | 18.5015
22 | Mount Barker South | H346 | FY2019 | 47.8702 | 42.9915 | 36.9301 | 32.6243 | 30.1446 | 29.5963 | 28.1641 | 26.4583 | 25.8499 | 25.5088 | 25.4803 | 25.5772 | 25.3256 | 24.3998 | 23.1965 | 20.7788 | 19.1009 | 15.4347 | 12.728 | 8.7287 | 6.3637 | 2.6721 | -1.2109 | -2.3566 | -3.6814 | -3.8889 | -4.8412 | -3.893 | -3.2818 | -1.0663 | 1.7524 | 6.1481 | 9.8941 | 15.6175 | 21.1515 | 27.5274 | 32.2188 | 35.2966 | 36.531 | 37.5279 | 37.2442 | 36.577 | 35.2252 | 33.7659 | 32.3555 | 31.4971 | 32.1859 | 47.8673
22 | Mount Barker South | H346 | FY2020 | 47.9083 | 43.029 | 36.9676 | 32.6618 | 30.1821 | 29.634 | 28.2018 | 26.4958 | 25.8875 | 25.5463 | 25.5178 | 25.4604 | 25.234 | 23.9252 | 22.7394 | 19.7411 | 18.0638 | 13.995 | 11.2883 | 6.7892 | 4.4242 | 0.43291 | -3.1611 | -4.2871 | -5.5199 | -5.65 | -6.5341 | -5.4541 | -4.9204 | -2.4967 | 0.20225 | 4.8083 | 8.5544 | 14.8423 | 20.3124 | 27.2234 | 31.8994 | 35.1632 | 36.3836 | 37.3805 | 37.0967 | 36.429 | 35.0772 | 33.6676 | 32.3063 | 31.4971 | 32.1859 | 47.8673
22 | Mount Barker South | H346 | FY2021 | 47.9644 | 43.0839 | 37.0225 | 32.7166 | 30.237 | 29.6891 | 28.2569 | 26.5506 | 25.9423 | 25.6012 | 25.5727 | 25.2359 | 25.0462 | 23.4622 | 22.302 | 18.7333 | 17.057 | 12.5826 | 9.8759 | 4.8772 | 2.5123 | -1.7783 | -5.4566 | -6.7175 | -7.9772 | -8.1298 | -9.0338 | -7.834 | -7.2776 | -4.4271 | -1.6933 | 3.3959 | 7.142 | 14.0786 | 19.4554 | 26.7716 | 31.4251 | 34.9684 | 36.1683 | 37.1652 | 36.8814 | 36.2125 | 34.8607 | 33.5241 | 32.2346 | 31.4971 | 32.1859 | 47.8673
22 | Mount Barker South | H346 | FY2022 | 48.0304 | 43.1513 | 37.0899 | 32.7841 | 30.3044 | 29.7562 | 28.324 | 26.6181 | 26.0098 | 25.5686 | 25.5401 | 25.1058 | 24.9613 | 22.9079 | 21.779 | 17.8361 | 16.161 | 11.1934 | 8.4867 | 2.9875 | 0.62247 | -3.969 | -7.7102 | -9.0971 | -10.3768 | -10.5463 | -11.4651 | -10.1504 | -9.5772 | -6.4067 | -3.6468 | 2.1067 | 5.8528 | 13.3232 | 18.5851 | 26.3848 | 31.0104 | 34.6286 | 35.8033 | 36.9002 | 36.6164 | 35.949 | 34.5972 | 33.3474 | 32.1462 | 31.4971 | 32.1859 | 47.8673
22 | Mount Barker South | H346 | FY2023 | 48.1036 | 43.2213 | 37.1599 | 32.8541 | 30.3744 | 29.827 | 28.3947 | 26.6881 | 26.0798 | 25.6386 | 25.6101 | 24.9746 | 24.8769 | 22.4552 | 21.359 | 16.8602 | 15.1862 | 9.8035 | 7.0968 | 1.0989 | -1.2661 | -6.1555 | -9.9321 | -11.5336 | -12.8245 | -13.0035 | -13.9306 | -12.4076 | -11.8249 | -8.2432 | -5.4687 | 0.71684 | 4.4629 | 12.4695 | 17.6122 | 25.9909 | 30.5878 | 34.3798 | 35.5284 | 36.6253 | 36.3415 | 35.6708 | 34.319 | 33.1642 | 32.0546 | 31.4971 | 32.1859 | 47.8673
22 | Mount Barker South | H346 | FY2024 | 48.1665 | 43.284 | 37.2226 | 32.9167 | 30.4371 | 29.8897 | 28.4574 | 26.7507 | 26.1424 | 25.7013 | 25.6728 | 24.7466 | 24.691 | 21.9976 | 20.9305 | 15.8614 | 14.1884 | 8.3048 | 5.5981 | -0.89972 | -3.2647 | -8.454 | -12.2529 | -13.9637 | -15.2617 | -15.4466 | -16.379 | -14.6507 | -14.0621 | -10.1733 | -7.3895 | -0.68187 | 3.0642 | 11.711 | 16.747 | 25.6174 | 30.1885 | 34.1571 | 35.2823 | 36.3792 | 36.0955 | 35.4246 | 34.0728 | 33.0001 | 31.9726 | 31.4971 | 32.1859 | 47.8673
22 | Mount Barker South | H346 | FY2025 | 48.2234 | 43.3416 | 37.2802 | 32.9743 | 30.4947 | 29.9471 | 28.5149 | 26.8083 | 26.2 | 25.7589 | 25.7304 | 24.6209 | 24.6038 | 21.5366 | 20.4963 | 14.9513 | 13.2794 | 6.9988 | 4.2921 | -2.606 | -4.971 | -10.4607 | -14.4162 | -16.2919 | -17.6397 | -17.8666 | -18.836 | -16.9707 | -16.3401 | -12.1015 | -9.2529 | -1.8879 | 1.8582 | 10.9491 | 15.887 | 25.2579 | 29.8053 | 33.9524 | 35.0561 | 36.153 | 35.8693 | 35.199 | 33.8472 | 32.8493 | 31.8972 | 31.4971 | 32.1859 | 47.8673
22 | Mount Barker South | H346 | FY2026 | 48.2832 | 43.4011 | 37.3397 | 33.0338 | 30.5542 | 30.0067 | 28.5744 | 26.8678 | 26.2595 | 25.8184 | 25.7899 | 24.4944 | 24.5171 | 20.9768 | 19.9642 | 14.0476 | 12.3767 | 5.5949 | 2.8883 | -4.5098 | -6.8747 | -12.6643 | -16.6865 | -18.6898 | -20.0588 | -20.3035 | -21.2887 | -19.3077 | -18.6592 | -13.9994 | -11.1231 | -3.2917 | 0.45433 | 10.0884 | 14.925 | 24.8931 | 29.416 | 33.7409 | 34.8224 | 35.9193 | 35.6356 | 34.9651 | 33.6133 | 32.6935 | 31.8193 | 31.4971 | 32.1859 | 47.8673
22 | Mount Barker South | H346 | FY2027 | 48.3435 | 43.4605 | 37.3991 | 33.0933 | 30.6136 | 30.0663 | 28.6341 | 26.9273 | 26.3189 | 25.8778 | 25.8493 | 24.2678 | 24.3304 | 20.417 | 19.4321 | 12.946 | 11.276 | 3.9904 | 1.2837 | -6.614 | -8.979 | -15.168 | -19.0789 | -21.2361 | -22.5697 | -22.7846 | -23.7435 | -21.5888 | -20.9701 | -15.9457 | -13.1156 | -4.7963 | -1.0503 | 9.2278 | 13.9631 | 24.5285 | 29.027 | 33.5297 | 34.589 | 35.6859 | 35.4022 | 34.7308 | 33.379 | 32.5379 | 31.7415 | 31.4971 | 32.1859 | 47.8673
22 | Mount Barker South | H346 | FY2028 | 48.3911 | 43.5097 | 37.4483 | 33.1424 | 30.6628 | 30.1151 | 28.6829 | 26.9764 | 26.3681 | 25.927 | 25.8985 | 24.1459 | 24.2414 | 19.9503 | 18.9882 | 11.9192 | 10.25 | 2.5716 | -0.13509 | -8.5334 | -10.8984 | -17.3884 | -21.3589 | -23.6408 | -24.9934 | -25.2243 | -26.1973 | -23.8284 | -23.1938 | -17.8504 | -14.9956 | -6.1151 | -2.369 | 8.4603 | 13.1119 | 24.0923 | 28.5706 | 33.355 | 34.3959 | 35.4928 | 35.2091 | 34.5393 | 33.1875 | 32.4092 | 31.6771 | 31.4971 | 32.1859 | 47.8673
23 | Mount Barker | T232 | FY2019 | 47.8702 | 42.9915 | 36.9301 | 32.6243 | 30.1446 | 29.5963 | 28.1641 | 26.4583 | 25.8499 | 25.5088 | 25.4803 | 25.5772 | 25.3256 | 24.3998 | 23.1965 | 20.7788 | 19.1009 | 15.4347 | 12.728 | 8.7287 | 6.3637 | 2.6721 | -1.2109 | -2.3566 | -3.6814 | -3.8889 | -4.8412 | -3.893 | -3.2818 | -1.0663 | 1.7524 | 6.1481 | 9.8941 | 15.6175 | 21.1515 | 27.5274 | 32.2188 | 35.2966 | 36.531 | 37.5279 | 37.2442 | 36.577 | 35.2252 | 33.7659 | 32.3555 | 31.4971 | 32.1859 | 47.8673
23 | Mount Barker | T232 | FY2020 | 47.9083 | 43.029 | 36.9676 | 32.6618 | 30.1821 | 29.634 | 28.2018 | 26.4958 | 25.8875 | 25.5463 | 25.5178 | 25.4604 | 25.234 | 23.9252 | 22.7394 | 19.7411 | 18.0638 | 13.995 | 11.2883 | 6.7892 | 4.4242 | 0.43291 | -3.1611 | -4.2871 | -5.5199 | -5.65 | -6.5341 | -5.4541 | -4.9204 | -2.4967 | 0.20225 | 4.8083 | 8.5544 | 14.8423 | 20.3124 | 27.2234 | 31.8994 | 35.1632 | 36.3836 | 37.3805 | 37.0967 | 36.429 | 35.0772 | 33.6676 | 32.3063 | 31.4971 | 32.1859 | 47.8673
23 | Mount Barker | T232 | FY2021 | 47.9644 | 43.0839 | 37.0225 | 32.7166 | 30.237 | 29.6891 | 28.2569 | 26.5506 | 25.9423 | 25.6012 | 25.5727 | 25.2359 | 25.0462 | 23.4622 | 22.302 | 18.7333 | 17.057 | 12.5826 | 9.8759 | 4.8772 | 2.5123 | -1.7783 | -5.4566 | -6.7175 | -7.9772 | -8.1298 | -9.0338 | -7.834 | -7.2776 | -4.4271 | -1.6933 | 3.3959 | 7.142 | 14.0786 | 19.4554 | 26.7716 | 31.4251 | 34.9684 | 36.1683 | 37.1652 | 36.8814 | 36.2125 | 34.8607 | 33.5241 | 32.2346 | 31.4971 | 32.1859 | 47.8673
23 | Mount Barker | T232 | FY2022 | 48.0304 | 43.1513 | 37.0899 | 32.7841 | 30.3044 | 29.7562 | 28.324 | 26.6181 | 26.0098 | 25.5686 | 25.5401 | 25.1058 | 24.9613 | 22.9079 | 21.779 | 17.8361 | 16.161 | 11.1934 | 8.4867 | 2.9875 | 0.62247 | -3.969 | -7.7102 | -9.0971 | -10.3768 | -10.5463 | -11.4651 | -10.1504 | -9.5772 | -6.4067 | -3.6468 | 2.1067 | 5.8528 | 13.3232 | 18.5851 | 26.3848 | 31.0104 | 34.6286 | 35.8033 | 36.9002 | 36.6164 | 35.949 | 34.5972 | 33.3474 | 32.1462 | 31.4971 | 32.1859 | 47.8673
23 | Mount Barker | T232 | FY2023 | 48.1036 | 43.2213 | 37.1599 | 32.8541 | 30.3744 | 29.827 | 28.3947 | 26.6881 | 26.0798 | 25.6386 | 25.6101 | 24.9746 | 24.8769 | 22.4552 | 21.359 | 16.8602 | 15.1862 | 9.8035 | 7.0968 | 1.0989 | -1.2661 | -6.1555 | -9.9321 | -11.5336 | -12.8245 | -13.0035 | -13.9306 | -12.4076 | -11.8249 | -8.2432 | -5.4687 | 0.71684 | 4.4629 | 12.4695 | 17.6122 | 25.9909 | 30.5878 | 34.3798 | 35.5284 | 36.6253 | 36.3415 | 35.6708 | 34.319 | 33.1642 | 32.0546 | 31.4971 | 32.1859 | 47.8673
23 | Mount Barker | T232 | FY2024 | 48.1665 | 43.284 | 37.2226 | 32.9167 | 30.4371 | 29.8897 | 28.4574 | 26.7507 | 26.1424 | 25.7013 | 25.6728 | 24.7466 | 24.691 | 21.9976 | 20.9305 | 15.8614 | 14.1884 | 8.3048 | 5.5981 | -0.89972 | -3.2647 | -8.454 | -12.2529 | -13.9637 | -15.2617 | -15.4466 | -16.379 | -14.6507 | -14.0621 | -10.1733 | -7.3895 | -0.68187 | 3.0642 | 11.711 | 16.747 | 25.6174 | 30.1885 | 34.1571 | 35.2823 | 36.3792 | 36.0955 | 35.4246 | 34.0728 | 33.0001 | 31.9726 | 31.4971 | 32.1859 | 47.8673
23 | Mount Barker | T232 | FY2025 | 48.2234 | 43.3416 | 37.2802 | 32.9743 | 30.4947 | 29.9471 | 28.5149 | 26.8083 | 26.2 | 25.7589 | 25.7304 | 24.6209 | 24.6038 | 21.5366 | 20.4963 | 14.9513 | 13.2794 | 6.9988 | 4.2921 | -2.606 | -4.971 | -10.4607 | -14.4162 | -16.2919 | -17.6397 | -17.8666 | -18.836 | -16.9707 | -16.3401 | -12.1015 | -9.2529 | -1.8879 | 1.8582 | 10.9491 | 15.887 | 25.2579 | 29.8053 | 33.9524 | 35.0561 | 36.153 | 35.8693 | 35.199 | 33.8472 | 32.8493 | 31.8972 | 31.4971 | 32.1859 | 47.8673
23 | Mount Barker | T232 | FY2026 | 48.2832 | 43.4011 | 37.3397 | 33.0338 | 30.5542 | 30.0067 | 28.5744 | 26.8678 | 26.2595 | 25.8184 | 25.7899 | 24.4944 | 24.5171 | 20.9768 | 19.9642 | 14.0476 | 12.3767 | 5.5949 | 2.8883 | -4.5098 | -6.8747 | -12.6643 | -16.6865 | -18.6898 | -20.0588 | -20.3035 | -21.2887 | -19.3077 | -18.6592 | -13.9994 | -11.1231 | -3.2917 | 0.45433 | 10.0884 | 14.925 | 24.8931 | 29.416 | 33.7409 | 34.8224 | 35.9193 | 35.6356 | 34.9651 | 33.6133 | 32.6935 | 31.8193 | 31.4971 | 32.1859 | 47.8673
23 | Mount Barker | T232 | FY2027 | 48.3435 | 43.4605 | 37.3991 | 33.0933 | 30.6136 | 30.0663 | 28.6341 | 26.9273 | 26.3189 | 25.8778 | 25.8493 | 24.2678 | 24.3304 | 20.417 | 19.4321 | 12.946 | 11.276 | 3.9904 | 1.2837 | -6.614 | -8.979 | -15.168 | -19.0789 | -21.2361 | -22.5697 | -22.7846 | -23.7435 | -21.5888 | -20.9701 | -15.9457 | -13.1156 | -4.7963 | -1.0503 | 9.2278 | 13.9631 | 24.5285 | 29.027 | 33.5297 | 34.589 | 35.6859 | 35.4022 | 34.7308 | 33.379 | 32.5379 | 31.7415 | 31.4971 | 32.1859 | 47.8673
23 | Mount Barker | T232 | FY2028 | 48.3911 | 43.5097 | 37.4483 | 33.1424 | 30.6628 | 30.1151 | 28.6829 | 26.9764 | 26.3681 | 25.927 | 25.8985 | 24.1459 | 24.2414 | 19.9503 | 18.9882 | 11.9192 | 10.25 | 2.5716 | -0.13509 | -8.5334 | -10.8984 | -17.3884 | -21.3589 | -23.6408 | -24.9934 | -25.2243 | -26.1973 | -23.8284 | -23.1938 | -17.8504 | -14.9956 | -6.1151 | -2.369 | 8.4603 | 13.1119 | 24.0923 | 28.5706 | 33.355 | 34.3959 | 35.4928 | 35.2091 | 34.5393 | 33.1875 | 32.4092 | 31.6771 | 31.4971 | 32.1859 | 47.8673
24 | Mt Gambier | T326 | FY2019 | 9.1966 | 8.8528 | 8.3516 | 7.7419 | 7.0634 | 6.9461 | 6.8639 | 6.7307 | 6.5318 | 6.4745 | 6.2433 | 6.3568 | 6.2897 | 6.1447 | 5.8526 | 5.443 | 5.2694 | 4.7254 | 3.9782 | 3.341 | 2.886 | 2.5165 | 2.12 | 2.5214 | 2.8237 | 3.0171 | 3.2133 | 3.7879 | 3.731 | 3.8024 | 4.0863 | 4.5709 | 5.1996 | 6.3215 | 6.9464 | 7.7418 | 8.3083 | 8.578 | 8.4821 | 8.4712 | 8.4209 | 8.6745 | 8.4738 | 8.2557 | 7.9029 | 7.8041 | 7.5058 | 9.3062
24 | Mt Gambier | T326 | FY2020 | 9.2069 | 8.8628 | 8.3616 | 7.7519 | 7.0735 | 6.9562 | 6.8739 | 6.7407 | 6.5418 | 6.4845 | 6.2533 | 6.3524 | 6.292 | 6.1515 | 5.8641 | 5.4601 | 5.2866 | 4.7414 | 3.9914 | 3.1532 | 2.6973 | 2.3272 | 1.9302 | 2.2322 | 2.5353 | 2.7295 | 2.9268 | 3.5041 | 3.4472 | 3.5186 | 3.8026 | 4.3869 | 5.0156 | 6.2281 | 6.836 | 7.7141 | 8.2765 | 8.5424 | 8.4427 | 8.4319 | 8.3816 | 8.6349 | 8.4342 | 8.2295 | 7.8898 | 7.8041 | 7.5058 | 9.3062
24 | Mt Gambier | T326 | FY2021 | 9.2214 | 8.8772 | 8.376 | 7.7663 | 7.0879 | 6.9706 | 6.8884 | 6.7551 | 6.5562 | 6.4989 | 6.2677 | 6.3459 | 6.2952 | 6.1612 | 5.8805 | 5.4835 | 5.3103 | 4.7646 | 4.0114 | 2.9719 | 2.515 | 2.0441 | 1.6463 | 1.949 | 2.253 | 2.4483 | 2.6469 | 3.2275 | 3.1706 | 3.342 | 3.6259 | 4.2101 | 4.8388 | 6.0376 | 6.621 | 7.5742 | 8.1307 | 8.4912 | 8.3862 | 8.3753 | 8.325 | 8.5782 | 8.3775 | 8.1918 | 7.8709 | 7.8041 | 7.5058 | 9.3062
24 | Mt Gambier | T326 | FY2022 | 9.2383 | 8.8948 | 8.3936 | 7.7839 | 7.1054 | 6.988 | 6.9058 | 6.7727 | 6.5738 | 6.5165 | 6.2853 | 6.3381 | 6.2991 | 6.1731 | 5.9006 | 5.5095 | 5.3366 | 4.7937 | 4.0389 | 2.8985 | 2.4411 | 1.7694 | 1.3712 | 1.6743 | 1.9787 | 2.1745 | 2.3738 | 2.9559 | 2.899 | 3.0704 | 3.3544 | 4.0392 | 4.6679 | 5.9493 | 6.5027 | 7.5255 | 8.0748 | 8.4288 | 8.3171 | 8.3063 | 8.256 | 8.5098 | 8.3091 | 8.1457 | 7.8479 | 7.8041 | 7.5058 | 9.3062
24 | Mt Gambier | T326 | FY2023 | 9.2567 | 8.9126 | 8.4115 | 7.8017 | 7.1233 | 7.006 | 6.9238 | 6.7906 | 6.5917 | 6.5344 | 6.3032 | 6.3301 | 6.3031 | 6.1852 | 5.921 | 5.5401 | 5.3675 | 4.8221 | 4.0636 | 2.7218 | 2.2632 | 1.4908 | 1.0918 | 1.3957 | 1.7011 | 1.8981 | 2.099 | 2.6849 | 2.628 | 2.8994 | 3.1833 | 3.8676 | 4.4963 | 5.8611 | 6.384 | 7.476 | 8.0179 | 8.3653 | 8.247 | 8.2361 | 8.1858 | 8.4391 | 8.2384 | 8.099 | 7.8246 | 7.8041 | 7.5058 | 9.3062
24 | Mt Gambier | T326 | FY2024 | 9.2721 | 8.9283 | 8.4271 | 7.8174 | 7.139 | 7.0216 | 6.9394 | 6.8062 | 6.6073 | 6.55 | 6.3188 | 6.3231 | 6.3066 | 6.1958 | 5.9389 | 5.5642 | 5.3919 | 4.8478 | 4.0433 | 2.4824 | 2.0092 | 1.2244 | 0.81447 | 1.0293 | 1.347 | 1.5586 | 1.7785 | 2.4103 | 2.3534 | 2.6248 | 2.9087 | 3.6932 | 4.3219 | 5.7714 | 6.2677 | 7.4326 | 7.9681 | 8.3096 | 8.1855 | 8.1746 | 8.1243 | 8.3778 | 8.1772 | 8.058 | 7.804 | 7.8041 | 7.5058 | 9.3062
24 | Mt Gambier | T326 | FY2025 | 9.2872 | 8.9435 | 8.4423 | 7.8326 | 7.1541 | 7.0368 | 6.9545 | 6.8214 | 6.6225 | 6.5652 | 6.334 | 6.3164 | 6.31 | 6.2061 | 5.9562 | 5.5883 | 5.4161 | 4.8724 | 4.0666 | 2.3052 | 1.8316 | 0.94631 | 0.53609 | 0.75122 | 1.0693 | 1.2813 | 1.5017 | 2.1348 | 2.0779 | 2.4493 | 2.7332 | 3.6179 | 4.2466 | 5.6815 | 6.152 | 7.2907 | 7.8199 | 8.2558 | 8.126 | 8.1151 | 8.0649 | 8.3184 | 8.1178 | 8.0183 | 7.7842 | 7.8041 | 7.5058 | 9.3062
24 | Mt Gambier | T326 | FY2026 | 9.3036 | 8.9596 | 8.4584 | 7.8487 | 7.1702 | 7.0529 | 6.9707 | 6.8375 | 6.6386 | 6.5813 | 6.3501 | 6.3092 | 6.3136 | 6.217 | 5.9746 | 5.6152 | 5.4433 | 4.8982 | 4.0907 | 2.2286 | 1.7544 | 0.6689 | 0.25826 | 0.4738 | 0.79234 | 1.0049 | 1.2261 | 1.8609 | 1.804 | 2.1754 | 2.4593 | 3.4437 | 4.0724 | 5.5921 | 6.0352 | 7.2461 | 7.7687 | 8.1985 | 8.0627 | 8.0518 | 8.0016 | 8.2548 | 8.0542 | 7.9761 | 7.7631 | 7.8041 | 7.5058 | 9.3062
24 | Mt Gambier | T326 | FY2027 | 9.3204 | 8.9759 | 8.4747 | 7.865 | 7.1866 | 7.0694 | 6.9872 | 6.8538 | 6.6549 | 6.5977 | 6.3664 | 6.3019 | 6.3173 | 6.228 | 5.9932 | 5.6431 | 5.4716 | 4.9242 | 4.1146 | 2.0519 | 1.5771 | 0.39128 | -0.019846 | 0.19618 | 0.51527 | 0.72846 | 0.95049 | 1.5874 | 1.5305 | 2.0019 | 2.2858 | 3.2697 | 3.8984 | 5.5029 | 5.9181 | 7.2008 | 7.7166 | 8.1404 | 7.9984 | 7.9876 | 7.9373 | 8.1901 | 7.9894 | 7.9333 | 7.7417 | 7.8041 | 7.5058 | 9.3062
24 | Mt Gambier | T326 | FY2028 | 9.3341 | 8.9897 | 8.4885 | 7.8788 | 7.2004 | 7.0832 | 7.001 | 6.8676 | 6.6688 | 6.6115 | 6.3803 | 6.2957 | 6.3203 | 6.2374 | 6.009 | 5.6646 | 5.4933 | 4.9467 | 4.137 | 1.8742 | 1.3993 | 0.11334 | -0.29782 | -0.081753 | 0.23738 | 0.45061 | 0.67271 | 1.3098 | 1.2529 | 1.7243 | 2.0082 | 3.0922 | 3.7209 | 5.4121 | 5.8038 | 7.0625 | 7.5727 | 8.0913 | 7.9442 | 7.9334 | 7.8831 | 8.1361 | 7.9354 | 7.8971 | 7.7236 | 7.8041 | 7.5058 | 9.3062
25 | Neuroodla | T331 | FY2019 | 0.3702 | 0.34408 | 0.32788 | 0.30463 | 0.28839 | 0.2915 | 0.28452 | 0.27058 | 0.2657 | 0.25439 | 0.25356 | 0.27158 | 0.28619 | 0.30778 | 0.31258 | 0.29134 | 0.27066 | 0.23038 | 0.19353 | 0.17515 | 0.17062 | 0.16382 | 0.15595 | 0.13777 | 0.11928 | 0.1033 | 0.064462 | 0.019271 | 0.024666 | 0.046348 | 0.064428 | 0.093582 | 0.16336 | 0.1926 | 0.22927 | 0.28853 | 0.35706 | 0.36438 | 0.38229 | 0.37044 | 0.35241 | 0.34373 | 0.32371 | 0.32146 | 0.29776 | 0.28849 | 0.3433 | 0.43331
25 | Neuroodla | T331 | FY2020 | 0.37057 | 0.34445 | 0.32826 | 0.305 | 0.28876 | 0.29187 | 0.28489 | 0.27095 | 0.26607 | 0.25476 | 0.25393 | 0.27142 | 0.28627 | 0.30803 | 0.313 | 0.29191 | 0.27123 | 0.23099 | 0.19415 | 0.17576 | 0.17123 | 0.16443 | 0.16285 | 0.16416 | 0.15466 | 0.045728 | 0.012901 | 0.070208 | 0.069931 | 0.085089 | 0.095197 | 0.11107 | 0.16398 | 0.19285 | 0.22888 | 0.2875 | 0.35588 | 0.36306 | 0.38082 | 0.36898 | 0.35094 | 0.34228 | 0.32226 | 0.32048 | 0.29728 | 0.28849 | 0.3433 | 0.43331
25 | Neuroodla | T331 | FY2021 | 0.37109 | 0.34498 | 0.32879 | 0.30553 | 0.28929 | 0.2924 | 0.28542 | 0.27149 | 0.2666 | 0.25529 | 0.25446 | 0.27118 | 0.28639 | 0.30839 | 0.31361 | 0.29273 | 0.27206 | 0.23186 | 0.19502 | 0.17662 | 0.1721 | 0.16529 | 0.15742 | 0.075781 | 0.072429 | 0.068061 | 0.039016 | 0.0024533 | -0.00077956 | 0.11111 | 0.11758 | 0.13161 | 0.16485 | 0.093203 | 0.12833 | 0.28602 | 0.35419 | 0.36117 | 0.37873 | 0.36689 | 0.34886 | 0.3402 | 0.32018 | 0.31909 | 0.29658 | 0.28849 | 0.3433 | 0.43331
25 | Neuroodla | T331 | FY2022 | 0.3717 | 0.34562 | 0.32943 | 0.30617 | 0.28993 | 0.29304 | 0.28605 | 0.27213 | 0.26724 | 0.25593 | 0.2551 | 0.27089 | 0.28654 | 0.30883 | 0.31434 | 0.29363 | 0.27298 | 0.23293 | 0.19609 | 0.17768 | 0.17316 | 0.066327 | 0.058457 | 0.071927 | 0.066549 | 0.060626 | 0.030271 | -0.007447 | -0.0095252 | 0.10368 | 0.1117 | 0.12779 | 0.16592 | 0.093626 | 0.12766 | 0.28425 | 0.35215 | 0.35889 | 0.37622 | 0.36437 | 0.34634 | 0.33772 | 0.31769 | 0.31741 | 0.29574 | 0.28849 | 0.3433 | 0.43331
25 | Neuroodla | T331 | FY2023 | 0.37235 | 0.34626 | 0.33007 | 0.30681 | 0.29057 | 0.29368 | 0.2867 | 0.27277 | 0.26788 | 0.25657 | 0.25574 | 0.27061 | 0.28668 | 0.30926 | 0.31507 | 0.29469 | 0.27405 | 0.23396 | 0.19712 | 0.17872 | 0.17419 | 0.067366 | 0.059496 | 0.067952 | 0.060497 | 0.052979 | 0.021281 | -0.017621 | -0.018515 | -0.0039707 | 0.0056428 | 0.12381 | 0.16695 | 0.094051 | 0.12699 | 0.28247 | 0.35011 | 0.35661 | 0.3737 | 0.36185 | 0.34382 | 0.33519 | 0.31517 | 0.31573 | 0.2949 | 0.28849 | 0.3433 | 0.43331
25 | Neuroodla | T331 | FY2024 | 0.37288 | 0.34681 | 0.33062 | 0.30736 | 0.29112 | 0.29423 | 0.28724 | 0.27332 | 0.26843 | 0.25712 | 0.25629 | 0.27036 | 0.2868 | 0.30963 | 0.3157 | 0.1955 | 0.17486 | 0.23488 | 0.19803 | 0.079622 | 0.075098 | 0.068258 | 0.060388 | 0.063956 | 0.054477 | 0.045406 | 0.012398 | -0.027658 | -0.027398 | -0.011544 | -0.00037733 | 0.019831 | 0.067863 | 0.094415 | 0.12642 | 0.28095 | 0.34836 | 0.35465 | 0.37154 | 0.35969 | 0.34166 | 0.33305 | 0.31302 | 0.31429 | 0.29418 | 0.28849 | 0.3433 | 0.43331
25 | Neuroodla | T331 | FY2025 | 0.37339 | 0.34734 | 0.33115 | 0.30789 | 0.29165 | 0.29475 | 0.28777 | 0.27385 | 0.26896 | 0.25765 | 0.25682 | 0.27012 | 0.28692 | 0.30999 | 0.3163 | 0.1963 | 0.17567 | 0.13574 | 0.0989 | 0.080483 | 0.075959 | 0.069113 | 0.087508 | 0.097082 | 0.093932 | -0.00965 | -0.037763 | 0.01483 | 0.0092021 | 0.018014 | 0.01985 | 0.015824 | 0.06873 | 0.094764 | 0.12587 | 0.27949 | 0.34668 | 0.35278 | 0.36947 | 0.35762 | 0.33959 | 0.33099 | 0.31097 | 0.31291 | 0.29349 | 0.28849 | 0.3433 | 0.43331
25 | Neuroodla | T331 | FY2026 | 0.37394 | 0.34789 | 0.3317 | 0.30844 | 0.2922 | 0.2953 | 0.28832 | 0.2744 | 0.26951 | 0.2582 | 0.25737 | 0.26988 | 0.28704 | 0.21036 | 0.21693 | 0.19718 | 0.17656 | 0.13663 | 0.099792 | 0.081375 | 0.076851 | 0.070004 | 0.062134 | 0.00061904 | 0.0056029 | 0.0076299 | -0.016022 | -0.047835 | -0.055818 | 0.05068 | 0.050749 | 0.056507 | 0.069622 | 0.095128 | 0.1253 | 0.27796 | 0.34493 | 0.35082 | 0.3673 | 0.35546 | 0.33743 | 0.32883 | 0.30881 | 0.31147 | 0.29277 | 0.28849 | 0.3433 | 0.43331
25 | Neuroodla | T331 | FY2027 | 0.37445 | 0.3484 | 0.33221 | 0.30895 | 0.29271 | 0.29581 | 0.28883 | 0.27491 | 0.27002 | 0.25871 | 0.25788 | 0.26965 | 0.28716 | 0.21071 | 0.21752 | 0.19798 | 0.17737 | 0.13747 | 0.10063 | 0.082208 | 0.077684 | 0.070833 | 0.062963 | -0.0034342 | -0.00047274 | 2.4233e-06 | -0.024958 | -0.057923 | -0.064754 | 0.043052 | 0.044673 | 0.052459 | 0.070456 | 0.095466 | 0.12477 | 0.27654 | 0.3433 | 0.349 | 0.36529 | 0.35345 | 0.33542 | 0.32682 | 0.3068 | 0.31013 | 0.2921 | 0.28849 | 0.3433 | 0.43331
25 | Neuroodla | T331 | FY2028 | 0.37485 | 0.34883 | 0.33264 | 0.30938 | 0.29314 | 0.29623 | 0.28925 | 0.27533 | 0.27045 | 0.25914 | 0.25831 | 0.26946 | 0.28725 | 0.211 | 0.218 | 0.19859 | 0.17798 | 0.13818 | 0.10134 | 0.082912 | 0.078388 | -0.028475 | -0.036345 | -0.00756 | -0.0065937 | -0.0076496 | -0.033901 | -0.068003 | -0.073697 | 0.0354 | 0.038552 | 0.048356 | 0.07117 | 0.095749 | 0.12432 | 0.27536 | 0.34194 | 0.34749 | 0.36362 | 0.35177 | 0.33374 | 0.32517 | 0.30515 | 0.30901 | 0.29154 | 0.28849 | 0.3433 | 0.43331
26 | North West Bend | T400 | FY2019 | 11.978 | 11.3124 | 10.5496 | 10.1428 | 10.7675 | 10.409 | 10.3219 | 10.072 | 9.4946 | 9.849 | 9.8451 | 10.0732 | 10.1397 | 9.6697 | 7.1356 | 6.7071 | 6.7232 | 5.7891 | 4.245 | 2.9185 | 0.9334 | -0.45456 | -1.3074 | -2.1089 | -2.4031 | -2.1399 | -1.9196 | -1.4057 | -0.6155 | 1.3361 | 2.0698 | 3.3 | 3.7217 | 5.0552 | 5.8258 | 6.9981 | 7.5064 | 7.2273 | 7.5183 | 7.0908 | 6.919 | 6.6233 | 6.6435 | 8.119 | 7.9964 | 8.2259 | 8.1774 | 9.8419
26 | North West Bend | T400 | FY2020 | 11.9896 | 11.3237 | 10.5609 | 10.1541 | 10.7788 | 10.4204 | 10.3332 | 10.0833 | 9.5059 | 9.8603 | 9.8564 | 10.0682 | 10.1422 | 9.6774 | 7.1485 | 6.626 | 6.6422 | 5.6072 | 4.0631 | 2.6367 | 0.763 | -0.67868 | -1.4961 | -2.2677 | -2.5357 | -2.1988 | -2.0083 | -1.4299 | -0.68577 | 1.2544 | 1.9881 | 3.2181 | 3.6398 | 5.0627 | 5.814 | 6.9668 | 7.4704 | 7.1871 | 7.4738 | 7.0464 | 6.8746 | 6.5787 | 6.5989 | 8.0894 | 7.9816 | 8.2259 | 8.1774 | 9.8419
26 | North West Bend | T400 | FY2021 | 12.0054 | 11.3397 | 10.5769 | 10.1702 | 10.7948 | 10.4364 | 10.3492 | 10.0994 | 9.5219 | 9.8763 | 9.8724 | 10.061 | 10.1458 | 9.6882 | 7.1668 | 6.6509 | 6.6674 | 5.4334 | 3.8893 | 2.2628 | 0.45917 | -0.95364 | -1.7488 | -2.5016 | -2.7531 | -2.4327 | -2.261 | -1.6048 | -0.88974 | 1.0804 | 1.8141 | 3.1443 | 3.566 | 5.0733 | 5.7974 | 6.9224 | 7.4194 | 7.1301 | 7.4109 | 6.9834 | 6.8116 | 6.516 | 6.5362 | 8.0474 | 7.9606 | 8.2259 | 8.1774 | 9.8419
26 | North West Bend | T400 | FY2022 | 12.0237 | 11.359 | 10.5962 | 10.1895 | 10.8141 | 10.4555 | 10.3683 | 10.1187 | 9.5412 | 9.8956 | 9.8917 | 10.0524 | 10.1501 | 9.7013 | 7.1889 | 6.5781 | 6.595 | 5.2657 | 3.7216 | 1.9947 | 0.26383 | -1.1194 | -1.8915 | -2.7248 | -2.9591 | -2.5559 | -2.4037 | -1.7706 | -1.0857 | 1.0117 | 1.7454 | 3.1766 | 3.5983 | 4.9861 | 5.6772 | 6.869 | 7.358 | 7.0615 | 7.3351 | 6.9076 | 6.7358 | 6.4412 | 6.4614 | 7.9969 | 7.9353 | 8.2259 | 8.1774 | 9.8419
26 | North West Bend | T400 | FY2023 | 12.0436 | 11.3785 | 10.6158 | 10.209 | 10.8337 | 10.4751 | 10.3879 | 10.1382 | 9.5607 | 9.9152 | 9.9113 | 10.0437 | 10.1545 | 9.7145 | 7.2112 | 6.5108 | 6.528 | 5.097 | 3.5529 | 1.7261 | 0.065309 | -1.3887 | -2.1385 | -2.953 | -3.1708 | -2.7841 | -2.6507 | -1.8399 | -1.184 | 0.84334 | 1.577 | 3.1079 | 3.5296 | 4.999 | 5.6569 | 6.8149 | 7.2959 | 6.9921 | 7.2584 | 6.8309 | 6.6591 | 6.3641 | 6.3843 | 7.9457 | 7.9097 | 8.2259 | 8.1774 | 9.8419
26 | North West Bend | T400 | FY2024 | 12.06 | 11.3955 | 10.6327 | 10.2259 | 10.8506 | 10.4919 | 10.4047 | 10.1551 | 9.5777 | 9.9321 | 9.9282 | 10.0361 | 10.1583 | 9.7259 | 7.2305 | 6.4362 | 6.4536 | 4.8249 | 3.2808 | 1.4539 | -0.13374 | -1.6577 | -2.3842 | -3.1792 | -3.3796 | -2.9102 | -2.7964 | -2.0089 | -1.3833 | 0.77077 | 1.5045 | 3.0358 | 3.4575 | 5.0102 | 5.6393 | 6.768 | 7.242 | 6.9319 | 7.1919 | 6.7644 | 6.5926 | 6.2981 | 6.3183 | 7.9014 | 7.8876 | 8.2259 | 8.1774 | 9.8419
26 | North West Bend | T400 | FY2025 | 12.0764 | 11.412 | 10.6493 | 10.2425 | 10.8672 | 10.5084 | 10.4213 | 10.1717 | 9.5942 | 9.9487 | 9.9448 | 10.0287 | 10.162 | 9.7371 | 7.2494 | 6.3623 | 6.38 | 4.6519 | 3.1078 | 1.1808 | -0.33397 | -1.8279 | -2.5312 | -3.4066 | -3.5899 | -3.1377 | -3.0434 | -2.079 | -1.4836 | 0.59763 | 1.3313 | 3.0628 | 3.4845 | 5.0211 | 5.622 | 6.7221 | 7.1893 | 6.873 | 7.1268 | 6.6993 | 6.5275 | 6.2331 | 6.2533 | 7.858 | 7.8659 | 8.2259 | 8.1774 | 9.8419
26 | North West Bend | T400 | FY2026 | 12.0942 | 11.4296 | 10.6668 | 10.26 | 10.8847 | 10.526 | 10.4388 | 10.1892 | 9.6118 | 9.9662 | 9.9623 | 10.0209 | 10.1659 | 9.749 | 7.2694 | 6.2913 | 6.3093 | 4.48 | 2.9359 | 0.90902 | -0.57798 | -2.1602 | -2.8548 | -3.6227 | -3.7994 | -3.3538 | -3.267 | -2.3114 | -1.7275 | 0.52601 | 1.2597 | 2.9909 | 3.4127 | 5.0327 | 5.6038 | 6.6735 | 7.1336 | 6.8107 | 7.058 | 6.6305 | 6.4587 | 6.1641 | 6.1843 | 7.8121 | 7.8429 | 8.2259 | 8.1774 | 9.8419
26 | North West Bend | T400 | FY2027 | 12.1124 | 11.4473 | 10.6845 | 10.2778 | 10.9024 | 10.5439 | 10.4567 | 10.207 | 9.6295 | 9.9839 | 9.98 | 10.013 | 10.1698 | 9.761 | 7.2897 | 6.2213 | 6.2397 | 4.3083 | 2.7642 | 0.53748 | -0.83264 | -2.3662 | -3.0236 | -3.8603 | -4.0093 | -3.4913 | -3.4358 | -2.3174 | -1.7819 | 0.35474 | 1.0884 | 2.9192 | 3.3409 | 5.0445 | 5.5853 | 6.6244 | 7.0772 | 6.7477 | 6.9883 | 6.5609 | 6.3891 | 6.094 | 6.1142 | 7.7657 | 7.8197 | 8.2259 | 8.1774 | 9.8419
26 | North West Bend | T400 | FY2028 | 12.127 | 11.4622 | 10.6994 | 10.2926 | 10.9173 | 10.5587 | 10.4715 | 10.2218 | 9.6444 | 9.9988 | 9.9949 | 10.0064 | 10.1732 | 9.771 | 7.3067 | 6.2442 | 6.2628 | 4.1326 | 2.5886 | 0.26172 | -1.0341 | -2.637 | -3.2708 | -4.0875 | -4.2191 | -3.7186 | -3.683 | -2.4882 | -1.9835 | 0.17882 | 0.91251 | 2.8435 | 3.2653 | 5.0543 | 5.5698 | 6.5833 | 7.0299 | 6.6949 | 6.9299 | 6.5025 | 6.3307 | 6.0358 | 6.0561 | 7.7268 | 7.8003 | 8.2259 | 8.1774 | 9.8419
27 | Para | H161 | FY2019 | 105.7031 | 100.1092 | 92.1433 | 86.5596 | 83.7271 | 82.4053 | 80.5683 | 78.7165 | 79.0029 | 79.4541 | 79.3387 | 78.708 | 77.0316 | 75.0126 | 73.7709 | 72.2965 | 70.5039 | 69.3117 | 71.4799 | 67.0117 | 56.5641 | 62.9134 | 66.1117 | 49.4545 | 29.2445 | 8.2843 | -2.5834 | -5.6368 | -1.0729 | 7.4012 | 17.6974 | 31.2705 | 54.845 | 67.5808 | 78.9084 | 91.1121 | 99.8444 | 106.4499 | 109.2416 | 110.6494 | 113.9364 | 111.8727 | 108.5325 | 105.638 | 101.8604 | 100.6313 | 100.2066 | 112.0424
27 | Para | H161 | FY2020 | 105.8375 | 100.2399 | 92.274 | 86.6902 | 83.8578 | 82.5368 | 80.6998 | 78.8472 | 79.1336 | 79.5847 | 79.4694 | 78.5497 | 76.9608 | 74.001 | 72.8201 | 69.8194 | 68.0291 | 65.4197 | 67.5879 | 62.3212 | 51.8736 | 58.7251 | 61.9234 | 46.4896 | 26.662 | 5.7953 | -4.825 | -7.5604 | -3.2145 | 5.9122 | 15.9149 | 29.8018 | 52.453 | 66.0672 | 77.1724 | 90.2503 | 98.9288 | 105.9855 | 108.7285 | 110.1362 | 113.4233 | 111.3558 | 108.0156 | 105.2959 | 101.6894 | 100.6313 | 100.2066 | 112.0424
27 | Para | H161 | FY2021 | 106.0246 | 100.4269 | 92.461 | 86.8772 | 84.0448 | 82.7238 | 80.8868 | 79.0342 | 79.3206 | 79.7718 | 79.6564 | 78.3662 | 76.9026 | 72.8275 | 71.7337 | 67.2192 | 65.432 | 61.5227 | 63.6909 | 57.6242 | 47.1766 | 54.3281 | 46.323 | 38.2279 | 19.6358 | -0.55255 | -10.7149 | -7.872 | -3.2577 | 6.9272 | 17.8901 | 38.8841 | 49.956 | 64.5909 | 75.3776 | 89.3323 | 97.9339 | 105.3208 | 107.994 | 109.4017 | 112.6888 | 110.6213 | 107.2811 | 104.8062 | 101.4446 | 100.6313 | 100.2066 | 112.0424
27 | Para | H161 | FY2022 | 106.2428 | 100.6543 | 92.6884 | 87.1046 | 84.2722 | 82.9492 | 81.1122 | 79.2616 | 79.548 | 79.9992 | 79.8838 | 78.1647 | 76.8534 | 71.8813 | 70.8934 | 64.751 | 62.9677 | 57.7002 | 59.8684 | 53.0981 | 42.6505 | 50.0965 | 42.5128 | 35.0923 | 16.634 | -3.6414 | -13.7042 | -10.7609 | -6.2594 | 4.3915 | 15.1799 | 36.5616 | 47.6335 | 63.0414 | 73.4408 | 88.2026 | 96.7107 | 104.5126 | 107.1009 | 108.5086 | 111.7957 | 109.7374 | 106.3972 | 104.2109 | 101.1469 | 100.6313 | 100.2066 | 112.0424
27 | Para | H161 | FY2023 | 106.4828 | 100.8869 | 92.921 | 87.3373 | 84.5048 | 83.1835 | 81.3464 | 79.4942 | 79.7807 | 80.2318 | 80.1164 | 77.9609 | 76.8054 | 70.9386 | 70.059 | 62.2503 | 60.4709 | 53.8698 | 56.038 | 48.4705 | 38.023 | 45.7734 | 38.6598 | 31.834 | 13.5252 | -6.8243 | -16.7762 | -13.6438 | -9.2683 | 1.8332 | 12.4269 | 34.2312 | 45.3031 | 61.6952 | 71.6986 | 87.2583 | 95.6707 | 103.6859 | 106.1873 | 107.5951 | 110.8821 | 108.8165 | 105.4763 | 103.6018 | 100.8424 | 100.6313 | 100.2066 | 112.0424
27 | Para | H161 | FY2024 | 106.6842 | 101.0914 | 93.1255 | 87.5418 | 84.7093 | 83.3873 | 81.5502 | 79.6987 | 79.9851 | 80.4363 | 80.3209 | 77.7696 | 76.7511 | 69.8769 | 69.0925 | 59.8671 | 58.0912 | 49.9041 | 52.0723 | 43.8037 | 33.3561 | 41.3047 | 34.6554 | 28.6218 | 10.4606 | -9.9645 | -19.8068 | -16.584 | -12.3329 | -0.67897 | 9.7224 | 31.7655 | 42.8375 | 60.1305 | 69.7856 | 86.292 | 94.6203 | 102.9591 | 105.3842 | 106.792 | 110.079 | 108.0165 | 104.6762 | 103.0664 | 100.5747 | 100.6313 | 100.2066 | 112.0424
27 | Para | H161 | FY2025 | 106.877 | 101.2861 | 93.3202 | 87.7364 | 84.9039 | 83.5815 | 81.7444 | 79.8933 | 80.1798 | 80.6309 | 80.5156 | 77.4827 | 76.5947 | 69.0086 | 68.3148 | 57.5724 | 55.7998 | 46.3214 | 48.4896 | 39.5202 | 29.0726 | 37.42 | 31.0987 | 25.601 | 7.544 | -13.0932 | -22.8581 | -19.5127 | -15.3495 | -3.1998 | 7.0657 | 29.5828 | 40.6547 | 58.8593 | 68.1829 | 85.253 | 93.5012 | 102.2674 | 104.6198 | 106.0275 | 109.3146 | 107.2539 | 103.9137 | 102.5568 | 100.3199 | 100.6313 | 100.2066 | 112.0424
27 | Para | H161 | FY2026 | 107.0872 | 101.4931 | 93.5273 | 87.9435 | 85.111 | 83.7893 | 81.9522 | 80.1004 | 80.3869 | 80.838 | 80.7227 | 77.3903 | 76.641 | 67.9487 | 67.3513 | 55.1156 | 53.3465 | 42.5538 | 44.722 | 34.8538 | 24.4062 | 33.1555 | 27.2472 | 22.3206 | 4.3948 | -16.2317 | -25.899 | -22.3512 | -18.2986 | -5.6802 | 4.4143 | 27.2152 | 38.2871 | 57.2963 | 66.2673 | 84.3795 | 92.5425 | 101.5314 | 103.8065 | 105.2143 | 108.5013 | 106.4375 | 103.0973 | 102.0146 | 100.0488 | 100.6313 | 100.2066 | 112.0424
27 | Para | H161 | FY2027 | 107.3019 | 101.7024 | 93.7366 | 88.1528 | 85.3203 | 83.9998 | 82.1627 | 80.3097 | 80.5962 | 81.0473 | 80.932 | 77.0969 | 76.4878 | 66.7902 | 66.2903 | 52.2706 | 50.5051 | 38.1875 | 40.3556 | 29.5897 | 19.1421 | 28.2946 | 23.019 | 18.7544 | 1.0298 | -19.4272 | -28.9452 | -25.4467 | -21.5637 | -8.3463 | 1.4861 | 24.4488 | 35.5208 | 55.6347 | 64.2494 | 83.2999 | 91.3768 | 100.7875 | 102.9846 | 104.3923 | 107.6794 | 105.6101 | 102.2699 | 101.4666 | 99.7748 | 100.6313 | 100.2066 | 112.0424
27 | Para | H161 | FY2028 | 107.4747 | 101.8783 | 93.9124 | 88.3286 | 85.4962 | 84.1749 | 82.3379 | 80.4856 | 80.772 | 81.2231 | 81.1078 | 77.0184 | 76.5271 | 65.7092 | 65.2911 | 49.7418 | 47.9792 | 34.2753 | 36.4435 | 24.9763 | 14.5287 | 23.8795 | 19.0831 | 15.6171 | -1.9553 | -22.5838 | -31.9887 | -28.3033 | -24.5487 | -10.8837 | -1.2498 | 21.9367 | 33.0086 | 54.151 | 62.4662 | 82.3129 | 90.3175 | 100.1626 | 102.294 | 103.7017 | 106.9888 | 104.9226 | 101.5823 | 101.0062 | 99.5446 | 100.6313 | 100.2066 | 112.0424
28 | Parafield Gardens West | H453 | FY2019 | 105.7031 | 100.1092 | 92.1433 | 86.5596 | 83.7271 | 82.4053 | 80.5683 | 78.7165 | 79.0029 | 79.4541 | 79.3387 | 78.708 | 77.0316 | 75.0126 | 73.7709 | 72.2965 | 70.5039 | 69.3117 | 71.4799 | 67.0117 | 56.5641 | 62.9134 | 66.1117 | 49.4545 | 29.2445 | 8.2843 | -2.5834 | -5.6368 | -1.0729 | 7.4012 | 17.6974 | 31.2705 | 54.845 | 67.5808 | 78.9084 | 91.1121 | 99.8444 | 106.4499 | 109.2416 | 110.6494 | 113.9364 | 111.8727 | 108.5325 | 105.638 | 101.8604 | 100.6313 | 100.2066 | 112.0424
28 | Parafield Gardens West | H453 | FY2020 | 105.8375 | 100.2399 | 92.274 | 86.6902 | 83.8578 | 82.5368 | 80.6998 | 78.8472 | 79.1336 | 79.5847 | 79.4694 | 78.5497 | 76.9608 | 74.001 | 72.8201 | 69.8194 | 68.0291 | 65.4197 | 67.5879 | 62.3212 | 51.8736 | 58.7251 | 61.9234 | 46.4896 | 26.662 | 5.7953 | -4.825 | -7.5604 | -3.2145 | 5.9122 | 15.9149 | 29.8018 | 52.453 | 66.0672 | 77.1724 | 90.2503 | 98.9288 | 105.9855 | 108.7285 | 110.1362 | 113.4233 | 111.3558 | 108.0156 | 105.2959 | 101.6894 | 100.6313 | 100.2066 | 112.0424
28 | Parafield Gardens West | H453 | FY2021 | 106.0246 | 100.4269 | 92.461 | 86.8772 | 84.0448 | 82.7238 | 80.8868 | 79.0342 | 79.3206 | 79.7718 | 79.6564 | 78.3662 | 76.9026 | 72.8275 | 71.7337 | 67.2192 | 65.432 | 61.5227 | 63.6909 | 57.6242 | 47.1766 | 54.3281 | 46.323 | 38.2279 | 19.6358 | -0.55255 | -10.7149 | -7.872 | -3.2577 | 6.9272 | 17.8901 | 38.8841 | 49.956 | 64.5909 | 75.3776 | 89.3323 | 97.9339 | 105.3208 | 107.994 | 109.4017 | 112.6888 | 110.6213 | 107.2811 | 104.8062 | 101.4446 | 100.6313 | 100.2066 | 112.0424
28 | Parafield Gardens West | H453 | FY2022 | 106.2428 | 100.6543 | 92.6884 | 87.1046 | 84.2722 | 82.9492 | 81.1122 | 79.2616 | 79.548 | 79.9992 | 79.8838 | 78.1647 | 76.8534 | 71.8813 | 70.8934 | 64.751 | 62.9677 | 57.7002 | 59.8684 | 53.0981 | 42.6505 | 50.0965 | 42.5128 | 35.0923 | 16.634 | -3.6414 | -13.7042 | -10.7609 | -6.2594 | 4.3915 | 15.1799 | 36.5616 | 47.6335 | 63.0414 | 73.4408 | 88.2026 | 96.7107 | 104.5126 | 107.1009 | 108.5086 | 111.7957 | 109.7374 | 106.3972 | 104.2109 | 101.1469 | 100.6313 | 100.2066 | 112.0424
28 | Parafield Gardens West | H453 | FY2023 | 106.4828 | 100.8869 | 92.921 | 87.3373 | 84.5048 | 83.1835 | 81.3464 | 79.4942 | 79.7807 | 80.2318 | 80.1164 | 77.9609 | 76.8054 | 70.9386 | 70.059 | 62.2503 | 60.4709 | 53.8698 | 56.038 | 48.4705 | 38.023 | 45.7734 | 38.6598 | 31.834 | 13.5252 | -6.8243 | -16.7762 | -13.6438 | -9.2683 | 1.8332 | 12.4269 | 34.2312 | 45.3031 | 61.6952 | 71.6986 | 87.2583 | 95.6707 | 103.6859 | 106.1873 | 107.5951 | 110.8821 | 108.8165 | 105.4763 | 103.6018 | 100.8424 | 100.6313 | 100.2066 | 112.0424
28 | Parafield Gardens West | H453 | FY2024 | 106.6842 | 101.0914 | 93.1255 | 87.5418 | 84.7093 | 83.3873 | 81.5502 | 79.6987 | 79.9851 | 80.4363 | 80.3209 | 77.7696 | 76.7511 | 69.8769 | 69.0925 | 59.8671 | 58.0912 | 49.9041 | 52.0723 | 43.8037 | 33.3561 | 41.3047 | 34.6554 | 28.6218 | 10.4606 | -9.9645 | -19.8068 | -16.584 | -12.3329 | -0.67897 | 9.7224 | 31.7655 | 42.8375 | 60.1305 | 69.7856 | 86.292 | 94.6203 | 102.9591 | 105.3842 | 106.792 | 110.079 | 108.0165 | 104.6762 | 103.0664 | 100.5747 | 100.6313 | 100.2066 | 112.0424
28 | Parafield Gardens West | H453 | FY2025 | 106.877 | 101.2861 | 93.3202 | 87.7364 | 84.9039 | 83.5815 | 81.7444 | 79.8933 | 80.1798 | 80.6309 | 80.5156 | 77.4827 | 76.5947 | 69.0086 | 68.3148 | 57.5724 | 55.7998 | 46.3214 | 48.4896 | 39.5202 | 29.0726 | 37.42 | 31.0987 | 25.601 | 7.544 | -13.0932 | -22.8581 | -19.5127 | -15.3495 | -3.1998 | 7.0657 | 29.5828 | 40.6547 | 58.8593 | 68.1829 | 85.253 | 93.5012 | 102.2674 | 104.6198 | 106.0275 | 109.3146 | 107.2539 | 103.9137 | 102.5568 | 100.3199 | 100.6313 | 100.2066 | 112.0424
28 | Parafield Gardens West | H453 | FY2026 | 107.0872 | 101.4931 | 93.5273 | 87.9435 | 85.111 | 83.7893 | 81.9522 | 80.1004 | 80.3869 | 80.838 | 80.7227 | 77.3903 | 76.641 | 67.9487 | 67.3513 | 55.1156 | 53.3465 | 42.5538 | 44.722 | 34.8538 | 24.4062 | 33.1555 | 27.2472 | 22.3206 | 4.3948 | -16.2317 | -25.899 | -22.3512 | -18.2986 | -5.6802 | 4.4143 | 27.2152 | 38.2871 | 57.2963 | 66.2673 | 84.3795 | 92.5425 | 101.5314 | 103.8065 | 105.2143 | 108.5013 | 106.4375 | 103.0973 | 102.0146 | 100.0488 | 100.6313 | 100.2066 | 112.0424
28 | Parafield Gardens West | H453 | FY2027 | 107.3019 | 101.7024 | 93.7366 | 88.1528 | 85.3203 | 83.9998 | 82.1627 | 80.3097 | 80.5962 | 81.0473 | 80.932 | 77.0969 | 76.4878 | 66.7902 | 66.2903 | 52.2706 | 50.5051 | 38.1875 | 40.3556 | 29.5897 | 19.1421 | 28.2946 | 23.019 | 18.7544 | 1.0298 | -19.4272 | -28.9452 | -25.4467 | -21.5637 | -8.3463 | 1.4861 | 24.4488 | 35.5208 | 55.6347 | 64.2494 | 83.2999 | 91.3768 | 100.7875 | 102.9846 | 104.3923 | 107.6794 | 105.6101 | 102.2699 | 101.4666 | 99.7748 | 100.6313 | 100.2066 | 112.0424
28 | Parafield Gardens West | H453 | FY2028 | 107.4747 | 101.8783 | 93.9124 | 88.3286 | 85.4962 | 84.1749 | 82.3379 | 80.4856 | 80.772 | 81.2231 | 81.1078 | 77.0184 | 76.5271 | 65.7092 | 65.2911 | 49.7418 | 47.9792 | 34.2753 | 36.4435 | 24.9763 | 14.5287 | 23.8795 | 19.0831 | 15.6171 | -1.9553 | -22.5838 | -31.9887 | -28.3033 | -24.5487 | -10.8837 | -1.2498 | 21.9367 | 33.0086 | 54.151 | 62.4662 | 82.3129 | 90.3175 | 100.1626 | 102.294 | 103.7017 | 106.9888 | 104.9226 | 101.5823 | 101.0062 | 99.5446 | 100.6313 | 100.2066 | 112.0424
29 | Munno Para | H488 | FY2019 | 105.7031 | 100.1092 | 92.1433 | 86.5596 | 83.7271 | 82.4053 | 80.5683 | 78.7165 | 79.0029 | 79.4541 | 79.3387 | 78.708 | 77.0316 | 75.0126 | 73.7709 | 72.2965 | 70.5039 | 69.3117 | 71.4799 | 67.0117 | 56.5641 | 62.9134 | 66.1117 | 49.4545 | 29.2445 | 8.2843 | -2.5834 | -5.6368 | -1.0729 | 7.4012 | 17.6974 | 31.2705 | 54.845 | 67.5808 | 78.9084 | 91.1121 | 99.8444 | 106.4499 | 109.2416 | 110.6494 | 113.9364 | 111.8727 | 108.5325 | 105.638 | 101.8604 | 100.6313 | 100.2066 | 112.0424
29 | Munno Para | H488 | FY2020 | 105.8375 | 100.2399 | 92.274 | 86.6902 | 83.8578 | 82.5368 | 80.6998 | 78.8472 | 79.1336 | 79.5847 | 79.4694 | 78.5497 | 76.9608 | 74.001 | 72.8201 | 69.8194 | 68.0291 | 65.4197 | 67.5879 | 62.3212 | 51.8736 | 58.7251 | 61.9234 | 46.4896 | 26.662 | 5.7953 | -4.825 | -7.5604 | -3.2145 | 5.9122 | 15.9149 | 29.8018 | 52.453 | 66.0672 | 77.1724 | 90.2503 | 98.9288 | 105.9855 | 108.7285 | 110.1362 | 113.4233 | 111.3558 | 108.0156 | 105.2959 | 101.6894 | 100.6313 | 100.2066 | 112.0424
29 | Munno Para | H488 | FY2021 | 106.0246 | 100.4269 | 92.461 | 86.8772 | 84.0448 | 82.7238 | 80.8868 | 79.0342 | 79.3206 | 79.7718 | 79.6564 | 78.3662 | 76.9026 | 72.8275 | 71.7337 | 67.2192 | 65.432 | 61.5227 | 63.6909 | 57.6242 | 47.1766 | 54.3281 | 46.323 | 38.2279 | 19.6358 | -0.55255 | -10.7149 | -7.872 | -3.2577 | 6.9272 | 17.8901 | 38.8841 | 49.956 | 64.5909 | 75.3776 | 89.3323 | 97.9339 | 105.3208 | 107.994 | 109.4017 | 112.6888 | 110.6213 | 107.2811 | 104.8062 | 101.4446 | 100.6313 | 100.2066 | 112.0424
29 | Munno Para | H488 | FY2022 | 106.2428 | 100.6543 | 92.6884 | 87.1046 | 84.2722 | 82.9492 | 81.1122 | 79.2616 | 79.548 | 79.9992 | 79.8838 | 78.1647 | 76.8534 | 71.8813 | 70.8934 | 64.751 | 62.9677 | 57.7002 | 59.8684 | 53.0981 | 42.6505 | 50.0965 | 42.5128 | 35.0923 | 16.634 | -3.6414 | -13.7042 | -10.7609 | -6.2594 | 4.3915 | 15.1799 | 36.5616 | 47.6335 | 63.0414 | 73.4408 | 88.2026 | 96.7107 | 104.5126 | 107.1009 | 108.5086 | 111.7957 | 109.7374 | 106.3972 | 104.2109 | 101.1469 | 100.6313 | 100.2066 | 112.0424
29 | Munno Para | H488 | FY2023 | 106.4828 | 100.8869 | 92.921 | 87.3373 | 84.5048 | 83.1835 | 81.3464 | 79.4942 | 79.7807 | 80.2318 | 80.1164 | 77.9609 | 76.8054 | 70.9386 | 70.059 | 62.2503 | 60.4709 | 53.8698 | 56.038 | 48.4705 | 38.023 | 45.7734 | 38.6598 | 31.834 | 13.5252 | -6.8243 | -16.7762 | -13.6438 | -9.2683 | 1.8332 | 12.4269 | 34.2312 | 45.3031 | 61.6952 | 71.6986 | 87.2583 | 95.6707 | 103.6859 | 106.1873 | 107.5951 | 110.8821 | 108.8165 | 105.4763 | 103.6018 | 100.8424 | 100.6313 | 100.2066 | 112.0424
29 | Munno Para | H488 | FY2024 | 106.6842 | 101.0914 | 93.1255 | 87.5418 | 84.7093 | 83.3873 | 81.5502 | 79.6987 | 79.9851 | 80.4363 | 80.3209 | 77.7696 | 76.7511 | 69.8769 | 69.0925 | 59.8671 | 58.0912 | 49.9041 | 52.0723 | 43.8037 | 33.3561 | 41.3047 | 34.6554 | 28.6218 | 10.4606 | -9.9645 | -19.8068 | -16.584 | -12.3329 | -0.67897 | 9.7224 | 31.7655 | 42.8375 | 60.1305 | 69.7856 | 86.292 | 94.6203 | 102.9591 | 105.3842 | 106.792 | 110.079 | 108.0165 | 104.6762 | 103.0664 | 100.5747 | 100.6313 | 100.2066 | 112.0424
29 | Munno Para | H488 | FY2025 | 106.877 | 101.2861 | 93.3202 | 87.7364 | 84.9039 | 83.5815 | 81.7444 | 79.8933 | 80.1798 | 80.6309 | 80.5156 | 77.4827 | 76.5947 | 69.0086 | 68.3148 | 57.5724 | 55.7998 | 46.3214 | 48.4896 | 39.5202 | 29.0726 | 37.42 | 31.0987 | 25.601 | 7.544 | -13.0932 | -22.8581 | -19.5127 | -15.3495 | -3.1998 | 7.0657 | 29.5828 | 40.6547 | 58.8593 | 68.1829 | 85.253 | 93.5012 | 102.2674 | 104.6198 | 106.0275 | 109.3146 | 107.2539 | 103.9137 | 102.5568 | 100.3199 | 100.6313 | 100.2066 | 112.0424
29 | Munno Para | H488 | FY2026 | 107.0872 | 101.4931 | 93.5273 | 87.9435 | 85.111 | 83.7893 | 81.9522 | 80.1004 | 80.3869 | 80.838 | 80.7227 | 77.3903 | 76.641 | 67.9487 | 67.3513 | 55.1156 | 53.3465 | 42.5538 | 44.722 | 34.8538 | 24.4062 | 33.1555 | 27.2472 | 22.3206 | 4.3948 | -16.2317 | -25.899 | -22.3512 | -18.2986 | -5.6802 | 4.4143 | 27.2152 | 38.2871 | 57.2963 | 66.2673 | 84.3795 | 92.5425 | 101.5314 | 103.8065 | 105.2143 | 108.5013 | 106.4375 | 103.0973 | 102.0146 | 100.0488 | 100.6313 | 100.2066 | 112.0424
29 | Munno Para | H488 | FY2027 | 107.3019 | 101.7024 | 93.7366 | 88.1528 | 85.3203 | 83.9998 | 82.1627 | 80.3097 | 80.5962 | 81.0473 | 80.932 | 77.0969 | 76.4878 | 66.7902 | 66.2903 | 52.2706 | 50.5051 | 38.1875 | 40.3556 | 29.5897 | 19.1421 | 28.2946 | 23.019 | 18.7544 | 1.0298 | -19.4272 | -28.9452 | -25.4467 | -21.5637 | -8.3463 | 1.4861 | 24.4488 | 35.5208 | 55.6347 | 64.2494 | 83.2999 | 91.3768 | 100.7875 | 102.9846 | 104.3923 | 107.6794 | 105.6101 | 102.2699 | 101.4666 | 99.7748 | 100.6313 | 100.2066 | 112.0424
29 | Munno Para | H488 | FY2028 | 107.4747 | 101.8783 | 93.9124 | 88.3286 | 85.4962 | 84.1749 | 82.3379 | 80.4856 | 80.772 | 81.2231 | 81.1078 | 77.0184 | 76.5271 | 65.7092 | 65.2911 | 49.7418 | 47.9792 | 34.2753 | 36.4435 | 24.9763 | 14.5287 | 23.8795 | 19.0831 | 15.6171 | -1.9553 | -22.5838 | -31.9887 | -28.3033 | -24.5487 | -10.8837 | -1.2498 | 21.9367 | 33.0086 | 54.151 | 62.4662 | 82.3129 | 90.3175 | 100.1626 | 102.294 | 103.7017 | 106.9888 | 104.9226 | 101.5823 | 101.0062 | 99.5446 | 100.6313 | 100.2066 | 112.0424
30 | Penola West | T156 | FY2019 | 4.193 | 4.1536 | 3.8481 | 3.803 | 3.4954 | 3.4657 | 3.5138 | 3.4352 | 3.4039 | 3.3505 | 3.3551 | 3.3713 | 3.3814 | 3.3226 | 2.9868 | 2.7046 | 2.4214 | 2.2363 | 2.1341 | 1.6692 | 1.1983 | 1.1204 | 1.1473 | 1.0531 | 0.97101 | 1.0794 | 1.5125 | 1.5647 | 1.6692 | 1.8743 | 2.4562 | 2.764 | 3.0377 | 3.3411 | 3.2515 | 3.3758 | 3.8619 | 3.7165 | 3.7362 | 3.8298 | 3.5982 | 3.8704 | 3.6483 | 3.5365 | 3.5485 | 3.6187 | 3.539 | 4.3826
30 | Penola West | T156 | FY2020 | 4.1966 | 4.1572 | 3.8516 | 3.8066 | 3.4989 | 3.4693 | 3.5173 | 3.4387 | 3.4075 | 3.3541 | 3.3586 | 3.3697 | 3.3822 | 3.325 | 2.9908 | 2.7106 | 2.4275 | 2.242 | 2.1398 | 1.5749 | 1.0836 | 0.99724 | 1.0176 | 1.0179 | 0.93103 | 1.0442 | 1.4828 | 1.4415 | 1.5545 | 1.8801 | 2.4619 | 2.7697 | 3.0434 | 3.3435 | 3.2478 | 3.3659 | 3.8505 | 3.7038 | 3.7222 | 3.8158 | 3.5842 | 3.8563 | 3.6342 | 3.5271 | 3.5438 | 3.6187 | 3.539 | 4.3826
30 | Penola West | T156 | FY2021 | 4.2017 | 4.1623 | 3.8567 | 3.8117 | 3.504 | 3.4743 | 3.5224 | 3.4438 | 3.4126 | 3.3592 | 3.3637 | 3.3674 | 3.3833 | 3.3284 | 2.9966 | 2.7186 | 2.4355 | 2.2503 | 2.1481 | 1.5832 | 1.1061 | 1.0256 | 1.0505 | 0.95462 | 0.87108 | 0.98092 | 1.4157 | 1.3699 | 1.4769 | 1.7883 | 2.3702 | 2.678 | 2.9517 | 3.3468 | 3.2425 | 3.3518 | 3.8343 | 3.6857 | 3.7022 | 3.7958 | 3.5642 | 3.8364 | 3.6142 | 3.5138 | 3.5371 | 3.6187 | 3.539 | 4.3826
30 | Penola West | T156 | FY2022 | 4.2075 | 4.1684 | 3.8629 | 3.8178 | 3.5102 | 3.4804 | 3.5285 | 3.45 | 3.4187 | 3.3653 | 3.3699 | 3.3647 | 3.3847 | 3.3326 | 3.0037 | 2.7274 | 2.4445 | 2.2606 | 2.1583 | 1.4933 | 1.0305 | 0.95579 | 0.98525 | 0.89319 | 0.81303 | 0.9195 | 1.3505 | 1.4001 | 1.5012 | 1.7983 | 2.3802 | 2.6883 | 2.962 | 3.3509 | 3.2361 | 3.3347 | 3.8148 | 3.6639 | 3.6781 | 3.7716 | 3.54 | 3.8125 | 3.5904 | 3.4977 | 3.5291 | 3.6187 | 3.539 | 4.3826
30 | Penola West | T156 | FY2023 | 4.2139 | 4.1747 | 3.8691 | 3.8241 | 3.5164 | 3.4867 | 3.5348 | 3.4562 | 3.425 | 3.3716 | 3.3761 | 3.3619 | 3.3861 | 3.3368 | 3.0108 | 2.7379 | 2.4551 | 2.2705 | 2.1683 | 1.5034 | 1.0096 | 0.9222 | 0.94183 | 0.84149 | 0.75403 | 0.8678 | 1.307 | 1.2665 | 1.3804 | 1.7084 | 2.2903 | 2.5982 | 2.8719 | 3.255 | 3.1296 | 3.3174 | 3.7949 | 3.6417 | 3.6535 | 3.7471 | 3.5155 | 3.7879 | 3.5657 | 3.4813 | 3.5209 | 3.6187 | 3.539 | 4.3826
30 | Penola West | T156 | FY2024 | 4.2193 | 4.1801 | 3.8746 | 3.8295 | 3.5219 | 3.4921 | 3.5402 | 3.4617 | 3.4304 | 3.377 | 3.3816 | 3.3595 | 3.3873 | 3.3405 | 3.017 | 2.7462 | 2.4635 | 2.2795 | 2.1773 | 1.5123 | 1.0331 | 0.85167 | 0.87594 | 0.77952 | 0.69551 | 0.80583 | 1.2412 | 1.196 | 1.3038 | 1.7173 | 2.2991 | 2.6072 | 2.8809 | 3.2586 | 3.1239 | 3.3024 | 3.7776 | 3.6223 | 3.6322 | 3.7257 | 3.4941 | 3.7666 | 3.5445 | 3.4671 | 3.5138 | 3.6187 | 3.539 | 4.3826
30 | Penola West | T156 | FY2025 | 4.2247 | 4.1855 | 3.88 | 3.8349 | 3.5273 | 3.4975 | 3.5456 | 3.4671 | 3.4358 | 3.3824 | 3.387 | 3.3571 | 3.3885 | 3.3441 | 3.0232 | 2.7549 | 2.4722 | 2.2882 | 2.186 | 1.421 | 0.91171 | 0.71773 | 0.7324 | 0.72789 | 0.63675 | 0.6542 | 1.0976 | 1.162 | 1.2824 | 1.626 | 2.2079 | 2.6159 | 2.8896 | 3.2622 | 3.1183 | 3.2874 | 3.7604 | 3.6031 | 3.6109 | 3.7045 | 3.4729 | 3.7454 | 3.5232 | 3.4529 | 3.5067 | 3.6187 | 3.539 | 4.3826
30 | Penola West | T156 | FY2026 | 4.2305 | 4.1913 | 3.8857 | 3.8407 | 3.533 | 3.5033 | 3.5514 | 3.4728 | 3.4416 | 3.3882 | 3.3927 | 3.3545 | 3.3898 | 3.348 | 3.0297 | 2.7645 | 2.482 | 2.2974 | 2.1952 | 1.4302 | 0.93527 | 0.74731 | 0.76654 | 0.66587 | 0.57811 | 0.69217 | 1.1318 | 1.0916 | 1.206 | 1.6353 | 2.2171 | 2.5251 | 2.7988 | 3.266 | 3.1123 | 3.2715 | 3.7421 | 3.5827 | 3.5884 | 3.682 | 3.4503 | 3.7227 | 3.5006 | 3.4379 | 3.4992 | 3.6187 | 3.539 | 4.3826
30 | Penola West | T156 | FY2027 | 4.2366 | 4.1971 | 3.8916 | 3.8465 | 3.5389 | 3.5092 | 3.5573 | 3.4787 | 3.4474 | 3.394 | 3.3986 | 3.3519 | 3.3911 | 3.352 | 3.0364 | 2.7746 | 2.4922 | 2.3067 | 2.2045 | 1.4396 | 0.95886 | 0.67691 | 0.70066 | 0.60381 | 0.51941 | 0.63011 | 1.0659 | 1.0212 | 1.1298 | 1.5448 | 2.1266 | 2.5344 | 2.8081 | 3.1699 | 3.0062 | 3.2553 | 3.7235 | 3.5619 | 3.5654 | 3.659 | 3.4274 | 3.6995 | 3.4774 | 3.4226 | 3.4915 | 3.6187 | 3.539 | 4.3826
30 | Penola West | T156 | FY2028 | 4.2415 | 4.2021 | 3.8965 | 3.8515 | 3.5438 | 3.5141 | 3.5622 | 3.4836 | 3.4524 | 3.399 | 3.4035 | 3.3497 | 3.3922 | 3.3553 | 3.0421 | 2.7824 | 2.5001 | 2.3148 | 2.2126 | 1.3477 | 0.83709 | 0.64276 | 0.65703 | 0.55218 | 0.46074 | 0.47849 | 0.92225 | 0.98705 | 1.108 | 1.4528 | 2.0347 | 2.4425 | 2.7162 | 3.1732 | 3.001 | 3.2416 | 3.7077 | 3.5443 | 3.5459 | 3.6395 | 3.4079 | 3.6801 | 3.4579 | 3.4096 | 3.485 | 3.6187 | 3.539 | 4.3826
31 | Port Lincoln | T188 | FY2019 | 20.9053 | 18.1937 | 15.8118 | 14.5386 | 13.9309 | 13.8421 | 13.5728 | 13.1857 | 13.0431 | 13.4272 | 14.1873 | 15.6927 | 17.0068 | 18.4475 | 19.3685 | 18.3592 | 17.2614 | 16.1316 | 14.9011 | 13.5465 | 13.892 | 13.5639 | 13.8595 | 13.8962 | 15.5291 | 8.8175 | 0.87393 | 12.477 | 10.0471 | 10.1766 | 10.8043 | 11.1529 | 11.6119 | 12.5822 | 14.3045 | 15.128 | 15.6847 | 16.0862 | 16.437 | 16.0346 | 15.1478 | 14.9327 | 15.1116 | 15.5131 | 15.11 | 15.1561 | 15.387 | 21.8402
31 | Port Lincoln | T188 | FY2020 | 20.9163 | 18.2054 | 15.8234 | 14.5502 | 13.9425 | 13.8536 | 13.5843 | 13.1973 | 13.0548 | 13.4388 | 14.199 | 15.6875 | 17.0094 | 18.3554 | 19.2818 | 17.9756 | 16.878 | 15.6511 | 14.4206 | 12.9657 | 13.3113 | 12.6828 | 13.1979 | 13.3255 | 15.0281 | 8.4753 | 0.5836 | 12.1349 | 9.6462 | 9.9059 | 10.4427 | 10.8724 | 11.3314 | 12.4899 | 14.1924 | 15.0958 | 15.6476 | 16.0447 | 16.3912 | 15.9888 | 15.1021 | 14.8876 | 15.0665 | 15.4826 | 15.0947 | 15.1561 | 15.387 | 21.8402
31 | Port Lincoln | T188 | FY2021 | 20.9323 | 18.2219 | 15.8399 | 14.5667 | 13.959 | 13.87 | 13.6007 | 13.2138 | 13.0713 | 13.4553 | 14.2154 | 15.6801 | 17.0131 | 18.2666 | 19.2006 | 17.7002 | 16.6028 | 15.1783 | 13.9479 | 12.3928 | 12.7383 | 11.8095 | 12.5022 | 12.7034 | 14.4625 | 7.9573 | 0.10749 | 11.8168 | 9.2805 | 9.5838 | 10.0471 | 10.5997 | 11.0586 | 12.4008 | 14.0752 | 15.0501 | 15.5951 | 15.9861 | 16.3265 | 15.924 | 15.0373 | 14.8233 | 15.0022 | 15.4394 | 15.0731 | 15.1561 | 15.387 | 21.8402
31 | Port Lincoln | T188 | FY2022 | 20.9507 | 18.2416 | 15.8596 | 14.5864 | 13.9787 | 13.8894 | 13.6201 | 13.2335 | 13.091 | 13.475 | 14.2352 | 15.6713 | 17.0175 | 18.1799 | 19.1231 | 17.4271 | 16.3301 | 14.7116 | 13.4811 | 11.8255 | 12.171 | 11.0415 | 11.9206 | 12.099 | 13.9173 | 7.4621 | -0.34369 | 11.4216 | 8.8354 | 9.2794 | 9.6654 | 10.3329 | 10.7919 | 12.3138 | 13.9547 | 14.9955 | 15.5324 | 15.9161 | 16.2491 | 15.8466 | 14.9599 | 14.7472 | 14.9261 | 15.3878 | 15.0473 | 15.1561 | 15.387 | 21.8402
31 | Port Lincoln | T188 | FY2023 | 20.9706 | 18.2613 | 15.8794 | 14.6062 | 13.9985 | 13.9092 | 13.6399 | 13.2532 | 13.1107 | 13.4948 | 14.2549 | 15.6625 | 17.0219 | 18.0933 | 19.0457 | 17.1593 | 16.0626 | 14.1434 | 12.9129 | 11.2574 | 11.6029 | 10.1735 | 11.2334 | 11.4867 | 13.3625 | 6.9558 | -0.80733 | 11.0153 | 8.3806 | 8.9671 | 9.2782 | 10.0647 | 10.5237 | 12.2269 | 13.8341 | 14.9408 | 15.4696 | 15.8459 | 16.1715 | 15.7691 | 14.8824 | 14.6695 | 14.8484 | 15.3361 | 15.0215 | 15.1561 | 15.387 | 21.8402
31 | Port Lincoln | T188 | FY2024 | 20.9868 | 18.2782 | 15.8963 | 14.6231 | 14.0153 | 13.9259 | 13.6566 | 13.2701 | 13.1276 | 13.5117 | 14.2718 | 15.655 | 17.0257 | 18.0047 | 18.965 | 16.8837 | 15.7873 | 13.6715 | 12.441 | 10.5852 | 10.9307 | 9.3008 | 10.5465 | 10.8767 | 12.8115 | 6.4545 | -1.2647 | 10.614 | 7.9296 | 8.6571 | 8.8913 | 9.6928 | 10.1518 | 12.1381 | 13.7165 | 14.8941 | 15.416 | 15.7859 | 16.1053 | 15.7028 | 14.8161 | 14.604 | 14.7829 | 15.2919 | 14.9994 | 15.1561 | 15.387 | 21.8402
31 | Port Lincoln | T188 | FY2025 | 21.0007 | 18.2931 | 15.9112 | 14.638 | 14.0303 | 13.9406 | 13.6713 | 13.285 | 13.1425 | 13.5266 | 14.2867 | 15.6483 | 17.029 | 18.0148 | 18.982 | 16.6043 | 15.5081 | 13.2966 | 12.0661 | 10.1099 | 10.4554 | 8.525 | 9.9116 | 10.3002 | 12.2799 | 5.9607 | -1.7253 | 10.2202 | 7.498 | 8.3807 | 8.5565 | 9.4179 | 9.8769 | 12.0479 | 13.601 | 14.8528 | 15.3685 | 15.7329 | 16.0467 | 15.6442 | 14.7575 | 14.5463 | 14.7252 | 15.2528 | 14.9799 | 15.1561 | 15.387 | 21.8402
31 | Port Lincoln | T188 | FY2026 | 21.0159 | 18.3087 | 15.9267 | 14.6535 | 14.0458 | 13.9561 | 13.6868 | 13.3006 | 13.158 | 13.5421 | 14.3022 | 15.6414 | 17.0325 | 17.9253 | 18.8997 | 16.3276 | 15.2317 | 12.8222 | 11.5917 | 9.4353 | 9.7809 | 7.7502 | 9.2781 | 9.6252 | 11.6497 | 5.4684 | -2.1842 | 9.7279 | 6.9678 | 8.0056 | 8.1229 | 9.1436 | 9.6025 | 11.9582 | 13.4848 | 14.8097 | 15.3191 | 15.6777 | 15.9856 | 15.5832 | 14.6964 | 14.4857 | 14.6646 | 15.2121 | 14.9595 | 15.1561 | 15.387 | 21.8402
31 | Port Lincoln | T188 | FY2027 | 21.0306 | 18.3238 | 15.9418 | 14.6686 | 14.0609 | 13.9711 | 13.7018 | 13.3157 | 13.1731 | 13.5572 | 14.3173 | 15.6346 | 17.0358 | 17.7355 | 18.717 | 15.9508 | 14.8551 | 12.2469 | 11.0165 | 8.7599 | 9.1055 | 6.7746 | 8.5332 | 8.9758 | 11.0737 | 4.9542 | -2.644 | 9.3137 | 6.4918 | 7.6563 | 7.678 | 8.7683 | 9.2272 | 11.8682 | 13.3691 | 14.768 | 15.2711 | 15.6241 | 15.9264 | 15.524 | 14.6372 | 14.4268 | 14.6057 | 15.1727 | 14.9398 | 15.1561 | 15.387 | 21.8402
31 | Port Lincoln | T188 | FY2028 | 21.0415 | 18.3356 | 15.9536 | 14.6805 | 14.0727 | 13.9827 | 13.7134 | 13.3275 | 13.185 | 13.569 | 14.3292 | 15.6294 | 17.0385 | 17.6435 | 18.6305 | 15.6663 | 14.5709 | 11.7671 | 10.5366 | 8.1797 | 8.5253 | 5.8938 | 7.8409 | 8.3616 | 10.5194 | 4.4503 | -3.1034 | 9.0098 | 6.1374 | 7.342 | 7.2857 | 8.4884 | 8.9474 | 11.776 | 13.2568 | 14.7352 | 15.2334 | 15.582 | 15.8799 | 15.4774 | 14.5907 | 14.3812 | 14.5601 | 15.1416 | 14.9243 | 15.1561 | 15.387 | 21.8402
32 | Port Pirie | T397 | FY2019 | 25.4849 | 23.8593 | 21.4358 | 20.3888 | 19.3013 | 18.6581 | 17.8589 | 17.3987 | 17.0883 | 16.9549 | 16.9272 | 17.1374 | 17.4638 | 17.7677 | 18.0447 | 19.0951 | 18.4936 | 14.921 | 11.315 | 8.5479 | 3.8652 | 1.388 | -0.21184 | -1.6579 | -2.5776 | -1.7625 | -0.92258 | -0.15342 | 1.4229 | 5.1279 | 6.2272 | 8.1414 | 10.7149 | 14.8251 | 20.5112 | 24.5165 | 26.7297 | 27.9132 | 28.055 | 27.7196 | 27.534 | 26.7661 | 26.6127 | 25.851 | 25.1888 | 24.5362 | 23.9216 | 27.7929
32 | Port Pirie | T397 | FY2020 | 25.5139 | 23.8881 | 21.4646 | 20.4176 | 19.33 | 18.6869 | 17.8878 | 17.4274 | 17.117 | 16.9837 | 16.956 | 17.1246 | 17.4702 | 17.7872 | 18.0776 | 19.0423 | 18.4413 | 14.6673 | 11.0612 | 8.1943 | 3.5132 | 1.0369 | -0.56241 | -2.0081 | -2.9274 | -2.1126 | -1.2731 | -0.50451 | 1.0711 | 4.8745 | 5.9738 | 8.0877 | 10.6612 | 14.8442 | 20.4813 | 24.4369 | 26.6382 | 27.8109 | 27.942 | 27.6067 | 27.4211 | 26.6529 | 26.4994 | 25.7757 | 25.1512 | 24.5362 | 23.9216 | 27.7929
32 | Port Pirie | T397 | FY2021 | 25.5545 | 23.9291 | 21.5056 | 20.4586 | 19.371 | 18.7278 | 17.9287 | 17.4684 | 17.158 | 17.0247 | 16.997 | 17.1063 | 17.4794 | 17.8149 | 18.1244 | 18.9066 | 18.3063 | 14.4341 | 10.828 | 7.9609 | 3.2173 | 0.51484 | -1.1044 | -2.5668 | -3.5009 | -2.5714 | -1.7151 | -0.82661 | 0.77495 | 4.7409 | 5.8402 | 8.0545 | 10.6279 | 14.8713 | 20.4386 | 24.3234 | 26.5079 | 27.6653 | 27.7811 | 27.4457 | 27.2601 | 26.4923 | 26.3388 | 25.6684 | 25.0975 | 24.5362 | 23.9216 | 27.7929
32 | Port Pirie | T397 | FY2022 | 25.6016 | 23.9786 | 21.5551 | 20.508 | 19.4205 | 18.7767 | 17.9776 | 17.5179 | 17.2075 | 17.0742 | 17.0464 | 17.0842 | 17.4905 | 17.8484 | 18.1809 | 18.8772 | 18.2777 | 14.2167 | 10.6107 | 7.6425 | 2.8436 | 0.1168 | -1.52 | -3.0973 | -4.0444 | -3.0018 | -2.1308 | -1.1247 | 0.49982 | 4.5211 | 5.6204 | 7.9371 | 10.5106 | 14.904 | 20.3871 | 24.1863 | 26.3505 | 27.4894 | 27.5867 | 27.2514 | 27.0658 | 26.3004 | 26.1469 | 25.5388 | 25.0327 | 24.5362 | 23.9216 | 27.7929
32 | Port Pirie | T397 | FY2023 | 25.653 | 24.0288 | 21.6053 | 20.5583 | 19.4707 | 18.8272 | 18.0281 | 17.5681 | 17.2577 | 17.1244 | 17.0967 | 17.0618 | 17.5017 | 17.8823 | 18.2382 | 18.8619 | 18.2633 | 14.0969 | 10.4909 | 7.4232 | 2.5617 | -0.3903 | -2.047 | -3.641 | -4.6029 | -3.5456 | -2.6577 | -1.5318 | 0.11863 | 4.3025 | 5.4018 | 7.9173 | 10.4908 | 14.9372 | 20.3348 | 24.0472 | 26.1907 | 27.3109 | 27.3894 | 27.0541 | 26.8685 | 26.102 | 25.9485 | 25.4073 | 24.967 | 24.5362 | 23.9216 | 27.7929
32 | Port Pirie | T397 | FY2024 | 25.6955 | 24.0724 | 21.6489 | 20.6019 | 19.5143 | 18.8706 | 18.0715 | 17.6118 | 17.3014 | 17.168 | 17.1403 | 17.0423 | 17.5114 | 17.9118 | 18.288 | 18.7277 | 18.1298 | 13.8687 | 10.2627 | 7.0946 | 2.1787 | -0.79659 | -2.4706 | -4.1792 | -5.1539 | -3.9837 | -3.0813 | -1.838 | -0.16512 | 4.1732 | 5.2724 | 7.8892 | 10.4626 | 14.9661 | 20.2894 | 23.9264 | 26.0519 | 27.1558 | 27.2181 | 26.8828 | 26.6972 | 25.9318 | 25.7783 | 25.2931 | 24.9099 | 24.5362 | 23.9216 | 27.7929
32 | Port Pirie | T397 | FY2025 | 25.7365 | 24.1141 | 21.6906 | 20.6436 | 19.556 | 18.9121 | 18.113 | 17.6535 | 17.3431 | 17.2097 | 17.182 | 17.0237 | 17.5208 | 17.94 | 18.3357 | 18.6922 | 18.095 | 13.6369 | 10.0309 | 6.8625 | 1.8472 | -1.3696 | -3.0752 | -4.7105 | -5.7087 | -4.515 | -3.586 | -2.2111 | -0.49699 | 3.9407 | 5.04 | 7.8574 | 10.4308 | 14.9937 | 20.2459 | 23.811 | 25.9193 | 27.0077 | 27.0544 | 26.7191 | 26.5334 | 25.7687 | 25.6152 | 25.1839 | 24.8553 | 24.5362 | 23.9216 | 27.7929
32 | Port Pirie | T397 | FY2026 | 25.7803 | 24.1577 | 21.7342 | 20.6872 | 19.5996 | 18.9558 | 18.1567 | 17.6971 | 17.3867 | 17.2533 | 17.2256 | 17.0042 | 17.5305 | 17.9695 | 18.3854 | 18.6629 | 18.0665 | 13.4073 | 9.8013 | 6.533 | 1.4624 | -1.7771 | -3.5003 | -5.2503 | -6.2616 | -4.9549 | -4.011 | -2.5186 | -0.78159 | 3.8113 | 4.9106 | 7.7278 | 10.3012 | 15.0225 | 20.2005 | 23.6902 | 25.7806 | 26.8527 | 26.8831 | 26.5478 | 26.3622 | 25.5972 | 25.4437 | 25.0697 | 24.7982 | 24.5362 | 23.9216 | 27.7929
32 | Port Pirie | T397 | FY2027 | 25.8248 | 24.2015 | 21.778 | 20.731 | 19.6434 | 18.9997 | 18.2006 | 17.7408 | 17.4304 | 17.2971 | 17.2694 | 16.9847 | 17.5403 | 17.9991 | 18.4354 | 18.5357 | 17.94 | 13.1775 | 9.5715 | 6.2035 | 1.0771 | -2.2851 | -4.026 | -5.791 | -6.8154 | -5.4955 | -4.5367 | -2.9266 | -1.1665 | 3.5823 | 4.6816 | 7.698 | 10.2714 | 14.9515 | 20.0549 | 23.569 | 25.6414 | 26.6971 | 26.7112 | 26.3759 | 26.1903 | 25.4246 | 25.2711 | 24.9551 | 24.7409 | 24.5362 | 23.9216 | 27.7929
32 | Port Pirie | T397 | FY2028 | 25.86 | 24.2377 | 21.8142 | 20.7672 | 19.6797 | 19.0357 | 18.2366 | 17.7771 | 17.4667 | 17.3333 | 17.3056 | 16.9685 | 17.5484 | 18.0237 | 18.4768 | 18.49 | 17.8949 | 12.9373 | 9.3313 | 5.8629 | 0.68638 | -2.6973 | -4.4541 | -6.3325 | -7.3688 | -5.937 | -4.9648 | -3.2387 | -1.4579 | 3.341 | 4.4403 | 7.6578 | 10.2312 | 14.9755 | 20.0172 | 23.4686 | 25.5261 | 26.5683 | 26.5689 | 26.2335 | 26.0479 | 25.2833 | 25.1298 | 24.8602 | 24.6935 | 24.5362 | 23.9216 | 27.7929
33 | Snuggery Rural | T135 | FY2019 | 7.3805 | 6.8747 | 6.7486 | 6.9508 | 6.1622 | 5.5682 | 5.3515 | 5.0348 | 4.7219 | 4.6843 | 4.8788 | 5.1039 | 5.1211 | 5.3553 | 5.0341 | 4.6115 | 4.3549 | 3.6543 | 3.234 | 2.4706 | 2.3523 | 1.0913 | 1.9622 | 0.95713 | 0.89459 | 1.0035 | 0.59636 | 0.71692 | 0.15439 | 0.67768 | 1.6062 | 1.9178 | 2.4538 | 3.4311 | 4.4535 | 5.1388 | 5.478 | 5.853 | 6.1162 | 6.1071 | 6.2004 | 6.1152 | 5.6571 | 5.5983 | 5.48 | 5.506 | 5.5889 | 8.9015
33 | Snuggery Rural | T135 | FY2020 | 7.386 | 6.8805 | 6.7544 | 6.9565 | 6.168 | 5.5739 | 5.3572 | 5.0406 | 4.7277 | 4.6901 | 4.8845 | 5.1013 | 5.1223 | 5.2591 | 4.9406 | 4.42 | 4.1635 | 3.3639 | 2.9436 | 2.1801 | 2.0618 | 0.70067 | 1.5715 | 0.56645 | 0.62242 | 0.7804 | 0.41093 | 0.56325 | 0.028691 | 0.62401 | 1.5208 | 1.8949 | 2.3818 | 3.2349 | 4.2475 | 5.1229 | 5.4597 | 5.8325 | 6.0936 | 6.0845 | 6.1778 | 6.0928 | 5.6346 | 5.5832 | 5.4724 | 5.506 | 5.5889 | 8.9015
33 | Snuggery Rural | T135 | FY2021 | 7.3943 | 6.8888 | 6.7627 | 6.9648 | 6.1763 | 5.5822 | 5.3655 | 5.0489 | 4.736 | 4.6984 | 4.8928 | 5.0976 | 5.1242 | 5.1648 | 4.8501 | 4.2333 | 3.9769 | 3.0774 | 2.657 | 1.7936 | 1.6753 | 0.31415 | 1.185 | 0.079934 | 0.17185 | 0.44473 | 0.086681 | 0.34863 | -0.17744 | 0.40939 | 1.2966 | 1.7592 | 2.2313 | 3.1404 | 4.1388 | 5.0998 | 5.4333 | 5.8029 | 6.0609 | 6.0518 | 6.1451 | 6.0602 | 5.602 | 5.5614 | 5.4615 | 5.506 | 5.5889 | 8.9015
33 | Snuggery Rural | T135 | FY2022 | 7.404 | 6.8989 | 6.7728 | 6.9749 | 6.1864 | 5.5922 | 5.3755 | 5.059 | 4.7461 | 4.7085 | 4.9029 | 4.9931 | 5.0265 | 5.1716 | 4.8617 | 4.048 | 3.7918 | 2.7941 | 2.3738 | 1.4102 | 1.2919 | -0.069489 | 0.80134 | -0.3037 | -0.12758 | 0.18018 | -0.1511 | 0.13342 | -0.37278 | 0.39418 | 1.2588 | 1.5951 | 2.0323 | 3.0471 | 4.0283 | 4.9719 | 5.3011 | 5.767 | 6.0212 | 6.0122 | 6.1055 | 6.0209 | 5.5627 | 5.535 | 5.4483 | 5.506 | 5.5889 | 8.9015
33 | Snuggery Rural | T135 | FY2023 | 7.4146 | 6.9092 | 6.7831 | 6.9852 | 6.1967 | 5.6026 | 5.3859 | 5.0693 | 4.7564 | 4.7188 | 4.9133 | 4.9885 | 5.0288 | 5.0786 | 4.7734 | 3.8656 | 3.6096 | 2.5105 | 2.0902 | 1.1222 | 1.0434 | -0.28742 | 0.60899 | -0.57352 | -0.42584 | -0.14612 | -0.50962 | -0.16624 | -0.7693 | 0.09905 | 0.96523 | 1.4031 | 1.8427 | 2.854 | 3.8176 | 4.9433 | 5.2684 | 5.7304 | 5.9808 | 5.9717 | 6.065 | 5.9801 | 5.5219 | 5.508 | 5.4348 | 5.506 | 5.5889 | 8.9015
33 | Snuggery Rural | T135 | FY2024 | 7.4235 | 6.9183 | 6.7921 | 6.9943 | 6.2057 | 5.6116 | 5.3949 | 5.0784 | 4.7654 | 4.7278 | 4.9223 | 4.9845 | 5.0308 | 4.9847 | 4.6838 | 3.6795 | 3.4237 | 2.2253 | 1.805 | 0.9207 | 0.87663 | -0.62768 | 0.29117 | -0.77155 | -0.64365 | -0.38638 | -0.77651 | -0.46782 | -1.1547 | -0.1863 | 0.67988 | 1.2179 | 1.6575 | 2.7599 | 3.7081 | 4.9183 | 5.2396 | 5.6983 | 5.9452 | 5.9362 | 6.0295 | 5.9448 | 5.4866 | 5.4843 | 5.423 | 5.506 | 5.5889 | 8.9015
33 | Snuggery Rural | T135 | FY2025 | 7.4325 | 6.9272 | 6.8011 | 7.0032 | 6.2147 | 5.6205 | 5.4038 | 5.0873 | 4.7744 | 4.7368 | 4.9312 | 4.9805 | 5.0328 | 4.8907 | 4.594 | 3.494 | 3.2383 | 1.9398 | 1.5195 | 0.6184 | 0.60881 | -0.76902 | 0.17214 | -0.97094 | -0.86269 | -0.62772 | -1.0443 | -0.67009 | -1.4402 | -0.47182 | 0.39436 | 1.0324 | 1.472 | 2.5658 | 3.4988 | 4.7935 | 5.1112 | 5.6665 | 5.9101 | 5.9011 | 5.9944 | 5.9096 | 5.4514 | 5.4609 | 5.4113 | 5.506 | 5.5889 | 8.9015
33 | Snuggery Rural | T135 | FY2026 | 7.4422 | 6.9367 | 6.8106 | 7.0127 | 6.2242 | 5.6301 | 5.4134 | 5.0968 | 4.7839 | 4.7463 | 4.9408 | 4.9762 | 5.0349 | 4.8972 | 4.6048 | 3.3101 | 3.0545 | 1.655 | 1.2347 | 0.36153 | 0.40489 | -1.0322 | -0.056754 | -1.1697 | -1.0916 | -0.79086 | -1.2481 | -0.92683 | -1.8247 | -0.75639 | 0.10979 | 0.84757 | 1.2872 | 2.4721 | 3.3889 | 4.7671 | 5.0809 | 5.6327 | 5.8727 | 5.8637 | 5.957 | 5.872 | 5.4138 | 5.436 | 5.3988 | 5.506 | 5.5889 | 8.9015
33 | Snuggery Rural | T135 | FY2027 | 7.4508 | 6.9453 | 6.8192 | 7.0213 | 6.2328 | 5.6387 | 5.422 | 5.1054 | 4.7925 | 4.7549 | 4.9493 | 4.9724 | 5.0368 | 4.803 | 4.5147 | 3.1239 | 2.8685 | 1.3689 | 0.94859 | 0.10381 | 0.20035 | -1.1959 | -0.18611 | -1.3687 | -1.3209 | -1.0546 | -1.5526 | -1.1845 | -2.2108 | -1.0425 | -0.1763 | 0.56149 | 1.0011 | 2.3778 | 3.28 | 4.7434 | 5.0536 | 5.6021 | 5.839 | 5.8299 | 5.9232 | 5.8383 | 5.3801 | 5.4135 | 5.3876 | 5.506 | 5.5889 | 8.9015
33 | Snuggery Rural | T135 | FY2028 | 7.4582 | 6.9528 | 6.8267 | 7.0289 | 6.2403 | 5.6462 | 5.4295 | 5.1129 | 4.8 | 4.7624 | 4.9569 | 4.969 | 5.0385 | 4.7081 | 4.4233 | 2.9352 | 2.68 | 1.0813 | 0.66101 | -0.099374 | 0.032156 | -1.4374 | -0.40493 | -1.5676 | -1.5398 | -1.2961 | -1.8209 | -1.4879 | -2.5986 | -1.3303 | -0.46408 | 0.37391 | 0.81351 | 2.1828 | 3.0721 | 4.6225 | 4.9296 | 5.5753 | 5.8094 | 5.8003 | 5.8936 | 5.8089 | 5.3507 | 5.3938 | 5.3777 | 5.506 | 5.5889 | 8.9015
34 | Morphett Vale East | H115 | FY2019 | 226.1899 | 208.7271 | 186.5016 | 171.1262 | 163.2782 | 157.6848 | 152.2037 | 143.7141 | 126.9364 | 120.2833 | 123.5082 | 126.647 | 132.9025 | 148.515 | 151.3547 | 155.286 | 158.64 | 152.1979 | 141.6345 | 138.0301 | 120.8158 | 97.2599 | 84.1967 | 72.3024 | 115.4871 | -6.4615 | 44.2524 | 53.3384 | 60.1101 | 75.673 | 93.5818 | 116.3205 | 137.1459 | 165.6222 | 194.6392 | 219.2213 | 233.7586 | 237.725 | 230.6933 | 217.0085 | 206.2242 | 195.4413 | 187.2639 | 181.4227 | 173.4836 | 170.7567 | 164.7545 | 196.6842
34 | Morphett Vale East | H115 | FY2020 | 226.4634 | 208.9999 | 186.7744 | 171.399 | 163.5509 | 157.9577 | 152.4767 | 143.9868 | 127.2092 | 120.5561 | 123.7809 | 126.5253 | 132.9635 | 147.1995 | 150.1662 | 150.3258 | 153.6843 | 143.9392 | 133.3758 | 126.7716 | 109.5573 | 88.7365 | 77.0544 | 66.42 | 110.4982 | -11.0633 | 38.8635 | 47.056 | 52.7678 | 69.5495 | 84.1238 | 110.2618 | 131.0871 | 164.6026 | 193.1552 | 218.4658 | 232.8909 | 236.7555 | 229.6221 | 215.9373 | 205.1529 | 194.3694 | 186.1919 | 180.7086 | 173.1265 | 170.7567 | 164.7545 | 196.6842
34 | Morphett Vale East | H115 | FY2021 | 226.8513 | 209.3903 | 187.1647 | 171.7894 | 163.9413 | 158.3475 | 152.8665 | 144.3772 | 127.5995 | 120.9465 | 124.1713 | 126.3511 | 133.0508 | 146.0635 | 149.2119 | 145.543 | 148.9082 | 135.574 | 125.0106 | 115.4055 | 98.1911 | 78.6803 | 67.8728 | 58.1095 | 102.7534 | -18.6096 | 30.8187 | 38.4455 | 43.4862 | 61.9933 | 74.4562 | 104.2966 | 125.1219 | 163.6608 | 191.5487 | 217.3848 | 231.6493 | 235.3682 | 228.0891 | 214.4043 | 203.6199 | 192.8387 | 184.6613 | 179.6866 | 172.6155 | 170.7567 | 164.7545 | 196.6842
34 | Morphett Vale East | H115 | FY2022 | 227.3024 | 209.8629 | 187.6374 | 172.262 | 164.4139 | 158.8154 | 153.3343 | 144.8498 | 128.0722 | 121.4191 | 124.6439 | 126.1401 | 133.1564 | 144.8832 | 148.2516 | 140.8232 | 144.1964 | 127.6613 | 117.0979 | 104.3841 | 87.1698 | 69.2298 | 59.3268 | 50.4576 | 95.6867 | -25.7609 | 23.1519 | 30.2936 | 34.6402 | 54.9428 | 65.2219 | 98.5839 | 119.4092 | 162.6735 | 189.7565 | 216.0759 | 230.146 | 233.6884 | 226.2329 | 212.5481 | 201.7637 | 191.0041 | 182.8266 | 178.4491 | 171.9968 | 170.7567 | 164.7545 | 196.6842
34 | Morphett Vale East | H115 | FY2023 | 227.7962 | 210.344 | 188.1185 | 172.7431 | 164.895 | 159.2993 | 153.8183 | 145.331 | 128.5533 | 121.9002 | 125.125 | 125.9254 | 133.264 | 143.6086 | 147.201 | 136.1402 | 139.5215 | 119.4281 | 108.8647 | 93.056 | 75.8417 | 59.3879 | 50.3875 | 42.2107 | 88.0235 | -33.1097 | 15.2888 | 21.7467 | 25.4009 | 47.501 | 55.6014 | 92.6507 | 113.476 | 161.8917 | 188.1555 | 214.7435 | 228.6157 | 231.9785 | 224.3434 | 210.6586 | 199.8742 | 189.1019 | 180.9245 | 177.1894 | 171.367 | 170.7567 | 164.7545 | 196.6842
34 | Morphett Vale East | H115 | FY2024 | 228.2031 | 210.7613 | 188.5358 | 173.1604 | 165.3123 | 159.7143 | 154.2333 | 145.7482 | 128.9706 | 122.3175 | 125.5423 | 125.7392 | 133.3573 | 142.3909 | 146.1776 | 131.1718 | 134.5602 | 110.9145 | 100.3511 | 81.5383 | 64.324 | 49.4779 | 41.4358 | 34.2944 | 80.7273 | -40.3597 | 7.4925 | 13.4304 | 16.3492 | 40.1909 | 45.9775 | 86.6372 | 107.4625 | 160.9678 | 186.521 | 213.5878 | 227.2884 | 230.4955 | 222.7045 | 209.0197 | 198.2354 | 187.4735 | 179.296 | 176.0968 | 170.8207 | 170.7567 | 164.7545 | 196.6842
34 | Morphett Vale East | H115 | FY2025 | 228.5941 | 211.1587 | 188.9331 | 173.5578 | 165.7097 | 160.1102 | 154.6292 | 146.1456 | 129.368 | 122.7149 | 125.9397 | 125.5618 | 133.4461 | 141.3597 | 145.3313 | 126.6857 | 130.0808 | 103.4648 | 92.9014 | 71.186 | 53.9717 | 40.2359 | 32.9453 | 26.5806 | 73.4996 | -47.6591 | -0.23515 | 5.3166 | 7.6587 | 33.249 | 37.2213 | 81.2874 | 102.1128 | 160.0306 | 184.9071 | 212.4873 | 226.0244 | 229.0832 | 221.1439 | 207.4591 | 196.6747 | 185.9193 | 177.7418 | 175.0564 | 170.3005 | 170.7567 | 164.7545 | 196.6842
34 | Morphett Vale East | H115 | FY2026 | 229.008 | 211.5716 | 189.346 | 173.9707 | 166.1226 | 160.5233 | 155.0423 | 146.5585 | 129.7808 | 123.1278 | 126.3526 | 125.3776 | 133.5384 | 140.1389 | 144.3028 | 122.1514 | 125.5534 | 95.2327 | 84.6693 | 59.8543 | 42.64 | 30.5319 | 24.1224 | 18.5338 | 66.0227 | -54.9339 | -8.012 | -3.1302 | -1.4642 | 25.845 | 27.6902 | 75.2553 | 96.0806 | 159.1038 | 183.2772 | 211.3439 | 224.7111 | 227.6158 | 219.5224 | 205.8376 | 195.0533 | 184.2968 | 176.1193 | 173.9754 | 169.76 | 170.7567 | 164.7545 | 196.6842
34 | Morphett Vale East | H115 | FY2027 | 229.4262 | 211.9842 | 189.7586 | 174.3833 | 166.5352 | 160.9372 | 155.4561 | 146.9711 | 130.1934 | 123.5404 | 126.7652 | 125.1934 | 133.6307 | 138.718 | 143.0739 | 116.633 | 120.0421 | 85.8955 | 75.3321 | 47.1194 | 29.9051 | 19.8825 | 14.6667 | 10.1941 | 58.4553 | -62.2209 | -15.9794 | -11.7699 | -11.0199 | 18.0955 | 17.0587 | 68.5182 | 89.3435 | 158.0767 | 181.5476 | 210.2013 | 223.3988 | 226.1495 | 217.9021 | 204.2173 | 193.4329 | 182.6708 | 174.4934 | 172.8952 | 169.2199 | 170.7567 | 164.7545 | 196.6842
34 | Morphett Vale East | H115 | FY2028 | 229.7551 | 212.3246 | 190.099 | 174.7237 | 166.8756 | 161.275 | 155.794 | 147.3115 | 130.5339 | 123.8808 | 127.1056 | 125.0415 | 133.7068 | 137.4483 | 141.9627 | 111.6374 | 115.0523 | 77.5586 | 66.9952 | 35.7778 | 18.5635 | 10.2003 | 5.9233 | 2.271 | 51.1394 | -69.5018 | -23.7953 | -20.093 | -20.0633 | 10.6133 | 7.3102 | 62.5812 | 83.4065 | 157.2019 | 180.0931 | 209.2585 | 222.316 | 224.9396 | 216.5651 | 202.8803 | 192.0959 | 181.3453 | 173.1679 | 172.0039 | 168.7742 | 170.7567 | 164.7545 | 196.6842
35 | Happy Valley | H209 | FY2019 | 226.1899 | 208.7271 | 186.5016 | 171.1262 | 163.2782 | 157.6848 | 152.2037 | 143.7141 | 126.9364 | 120.2833 | 123.5082 | 126.647 | 132.9025 | 148.515 | 151.3547 | 155.286 | 158.64 | 152.1979 | 141.6345 | 138.0301 | 120.8158 | 97.2599 | 84.1967 | 72.3024 | 115.4871 | -6.4615 | 44.2524 | 53.3384 | 60.1101 | 75.673 | 93.5818 | 116.3205 | 137.1459 | 165.6222 | 194.6392 | 219.2213 | 233.7586 | 237.725 | 230.6933 | 217.0085 | 206.2242 | 195.4413 | 187.2639 | 181.4227 | 173.4836 | 170.7567 | 164.7545 | 196.6842
35 | Happy Valley | H209 | FY2020 | 226.4634 | 208.9999 | 186.7744 | 171.399 | 163.5509 | 157.9577 | 152.4767 | 143.9868 | 127.2092 | 120.5561 | 123.7809 | 126.5253 | 132.9635 | 147.1995 | 150.1662 | 150.3258 | 153.6843 | 143.9392 | 133.3758 | 126.7716 | 109.5573 | 88.7365 | 77.0544 | 66.42 | 110.4982 | -11.0633 | 38.8635 | 47.056 | 52.7678 | 69.5495 | 84.1238 | 110.2618 | 131.0871 | 164.6026 | 193.1552 | 218.4658 | 232.8909 | 236.7555 | 229.6221 | 215.9373 | 205.1529 | 194.3694 | 186.1919 | 180.7086 | 173.1265 | 170.7567 | 164.7545 | 196.6842
35 | Happy Valley | H209 | FY2021 | 226.8513 | 209.3903 | 187.1647 | 171.7894 | 163.9413 | 158.3475 | 152.8665 | 144.3772 | 127.5995 | 120.9465 | 124.1713 | 126.3511 | 133.0508 | 146.0635 | 149.2119 | 145.543 | 148.9082 | 135.574 | 125.0106 | 115.4055 | 98.1911 | 78.6803 | 67.8728 | 58.1095 | 102.7534 | -18.6096 | 30.8187 | 38.4455 | 43.4862 | 61.9933 | 74.4562 | 104.2966 | 125.1219 | 163.6608 | 191.5487 | 217.3848 | 231.6493 | 235.3682 | 228.0891 | 214.4043 | 203.6199 | 192.8387 | 184.6613 | 179.6866 | 172.6155 | 170.7567 | 164.7545 | 196.6842
35 | Happy Valley | H209 | FY2022 | 227.3024 | 209.8629 | 187.6374 | 172.262 | 164.4139 | 158.8154 | 153.3343 | 144.8498 | 128.0722 | 121.4191 | 124.6439 | 126.1401 | 133.1564 | 144.8832 | 148.2516 | 140.8232 | 144.1964 | 127.6613 | 117.0979 | 104.3841 | 87.1698 | 69.2298 | 59.3268 | 50.4576 | 95.6867 | -25.7609 | 23.1519 | 30.2936 | 34.6402 | 54.9428 | 65.2219 | 98.5839 | 119.4092 | 162.6735 | 189.7565 | 216.0759 | 230.146 | 233.6884 | 226.2329 | 212.5481 | 201.7637 | 191.0041 | 182.8266 | 178.4491 | 171.9968 | 170.7567 | 164.7545 | 196.6842
35 | Happy Valley | H209 | FY2023 | 227.7962 | 210.344 | 188.1185 | 172.7431 | 164.895 | 159.2993 | 153.8183 | 145.331 | 128.5533 | 121.9002 | 125.125 | 125.9254 | 133.264 | 143.6086 | 147.201 | 136.1402 | 139.5215 | 119.4281 | 108.8647 | 93.056 | 75.8417 | 59.3879 | 50.3875 | 42.2107 | 88.0235 | -33.1097 | 15.2888 | 21.7467 | 25.4009 | 47.501 | 55.6014 | 92.6507 | 113.476 | 161.8917 | 188.1555 | 214.7435 | 228.6157 | 231.9785 | 224.3434 | 210.6586 | 199.8742 | 189.1019 | 180.9245 | 177.1894 | 171.367 | 170.7567 | 164.7545 | 196.6842
35 | Happy Valley | H209 | FY2024 | 228.2031 | 210.7613 | 188.5358 | 173.1604 | 165.3123 | 159.7143 | 154.2333 | 145.7482 | 128.9706 | 122.3175 | 125.5423 | 125.7392 | 133.3573 | 142.3909 | 146.1776 | 131.1718 | 134.5602 | 110.9145 | 100.3511 | 81.5383 | 64.324 | 49.4779 | 41.4358 | 34.2944 | 80.7273 | -40.3597 | 7.4925 | 13.4304 | 16.3492 | 40.1909 | 45.9775 | 86.6372 | 107.4625 | 160.9678 | 186.521 | 213.5878 | 227.2884 | 230.4955 | 222.7045 | 209.0197 | 198.2354 | 187.4735 | 179.296 | 176.0968 | 170.8207 | 170.7567 | 164.7545 | 196.6842
35 | Happy Valley | H209 | FY2025 | 228.5941 | 211.1587 | 188.9331 | 173.5578 | 165.7097 | 160.1102 | 154.6292 | 146.1456 | 129.368 | 122.7149 | 125.9397 | 125.5618 | 133.4461 | 141.3597 | 145.3313 | 126.6857 | 130.0808 | 103.4648 | 92.9014 | 71.186 | 53.9717 | 40.2359 | 32.9453 | 26.5806 | 73.4996 | -47.6591 | -0.23515 | 5.3166 | 7.6587 | 33.249 | 37.2213 | 81.2874 | 102.1128 | 160.0306 | 184.9071 | 212.4873 | 226.0244 | 229.0832 | 221.1439 | 207.4591 | 196.6747 | 185.9193 | 177.7418 | 175.0564 | 170.3005 | 170.7567 | 164.7545 | 196.6842
35 | Happy Valley | H209 | FY2026 | 229.008 | 211.5716 | 189.346 | 173.9707 | 166.1226 | 160.5233 | 155.0423 | 146.5585 | 129.7808 | 123.1278 | 126.3526 | 125.3776 | 133.5384 | 140.1389 | 144.3028 | 122.1514 | 125.5534 | 95.2327 | 84.6693 | 59.8543 | 42.64 | 30.5319 | 24.1224 | 18.5338 | 66.0227 | -54.9339 | -8.012 | -3.1302 | -1.4642 | 25.845 | 27.6902 | 75.2553 | 96.0806 | 159.1038 | 183.2772 | 211.3439 | 224.7111 | 227.6158 | 219.5224 | 205.8376 | 195.0533 | 184.2968 | 176.1193 | 173.9754 | 169.76 | 170.7567 | 164.7545 | 196.6842
35 | Happy Valley | H209 | FY2027 | 229.4262 | 211.9842 | 189.7586 | 174.3833 | 166.5352 | 160.9372 | 155.4561 | 146.9711 | 130.1934 | 123.5404 | 126.7652 | 125.1934 | 133.6307 | 138.718 | 143.0739 | 116.633 | 120.0421 | 85.8955 | 75.3321 | 47.1194 | 29.9051 | 19.8825 | 14.6667 | 10.1941 | 58.4553 | -62.2209 | -15.9794 | -11.7699 | -11.0199 | 18.0955 | 17.0587 | 68.5182 | 89.3435 | 158.0767 | 181.5476 | 210.2013 | 223.3988 | 226.1495 | 217.9021 | 204.2173 | 193.4329 | 182.6708 | 174.4934 | 172.8952 | 169.2199 | 170.7567 | 164.7545 | 196.6842
35 | Happy Valley | H209 | FY2028 | 229.7551 | 212.3246 | 190.099 | 174.7237 | 166.8756 | 161.275 | 155.794 | 147.3115 | 130.5339 | 123.8808 | 127.1056 | 125.0415 | 133.7068 | 137.4483 | 141.9627 | 111.6374 | 115.0523 | 77.5586 | 66.9952 | 35.7778 | 18.5635 | 10.2003 | 5.9233 | 2.271 | 51.1394 | -69.5018 | -23.7953 | -20.093 | -20.0633 | 10.6133 | 7.3102 | 62.5812 | 83.4065 | 157.2019 | 180.0931 | 209.2585 | 222.316 | 224.9396 | 216.5651 | 202.8803 | 192.0959 | 181.3453 | 173.1679 | 172.0039 | 168.7742 | 170.7567 | 164.7545 | 196.6842
36 | Magill (South) | H408 | FY2019 | 226.1899 | 208.7271 | 186.5016 | 171.1262 | 163.2782 | 157.6848 | 152.2037 | 143.7141 | 126.9364 | 120.2833 | 123.5082 | 126.647 | 132.9025 | 148.515 | 151.3547 | 155.286 | 158.64 | 152.1979 | 141.6345 | 138.0301 | 120.8158 | 97.2599 | 84.1967 | 72.3024 | 115.4871 | -6.4615 | 44.2524 | 53.3384 | 60.1101 | 75.673 | 93.5818 | 116.3205 | 137.1459 | 165.6222 | 194.6392 | 219.2213 | 233.7586 | 237.725 | 230.6933 | 217.0085 | 206.2242 | 195.4413 | 187.2639 | 181.4227 | 173.4836 | 170.7567 | 164.7545 | 196.6842
36 | Magill (South) | H408 | FY2020 | 226.4634 | 208.9999 | 186.7744 | 171.399 | 163.5509 | 157.9577 | 152.4767 | 143.9868 | 127.2092 | 120.5561 | 123.7809 | 126.5253 | 132.9635 | 147.1995 | 150.1662 | 150.3258 | 153.6843 | 143.9392 | 133.3758 | 126.7716 | 109.5573 | 88.7365 | 77.0544 | 66.42 | 110.4982 | -11.0633 | 38.8635 | 47.056 | 52.7678 | 69.5495 | 84.1238 | 110.2618 | 131.0871 | 164.6026 | 193.1552 | 218.4658 | 232.8909 | 236.7555 | 229.6221 | 215.9373 | 205.1529 | 194.3694 | 186.1919 | 180.7086 | 173.1265 | 170.7567 | 164.7545 | 196.6842
36 | Magill (South) | H408 | FY2021 | 226.8513 | 209.3903 | 187.1647 | 171.7894 | 163.9413 | 158.3475 | 152.8665 | 144.3772 | 127.5995 | 120.9465 | 124.1713 | 126.3511 | 133.0508 | 146.0635 | 149.2119 | 145.543 | 148.9082 | 135.574 | 125.0106 | 115.4055 | 98.1911 | 78.6803 | 67.8728 | 58.1095 | 102.7534 | -18.6096 | 30.8187 | 38.4455 | 43.4862 | 61.9933 | 74.4562 | 104.2966 | 125.1219 | 163.6608 | 191.5487 | 217.3848 | 231.6493 | 235.3682 | 228.0891 | 214.4043 | 203.6199 | 192.8387 | 184.6613 | 179.6866 | 172.6155 | 170.7567 | 164.7545 | 196.6842
36 | Magill (South) | H408 | FY2022 | 227.3024 | 209.8629 | 187.6374 | 172.262 | 164.4139 | 158.8154 | 153.3343 | 144.8498 | 128.0722 | 121.4191 | 124.6439 | 126.1401 | 133.1564 | 144.8832 | 148.2516 | 140.8232 | 144.1964 | 127.6613 | 117.0979 | 104.3841 | 87.1698 | 69.2298 | 59.3268 | 50.4576 | 95.6867 | -25.7609 | 23.1519 | 30.2936 | 34.6402 | 54.9428 | 65.2219 | 98.5839 | 119.4092 | 162.6735 | 189.7565 | 216.0759 | 230.146 | 233.6884 | 226.2329 | 212.5481 | 201.7637 | 191.0041 | 182.8266 | 178.4491 | 171.9968 | 170.7567 | 164.7545 | 196.6842
36 | Magill (South) | H408 | FY2023 | 227.7962 | 210.344 | 188.1185 | 172.7431 | 164.895 | 159.2993 | 153.8183 | 145.331 | 128.5533 | 121.9002 | 125.125 | 125.9254 | 133.264 | 143.6086 | 147.201 | 136.1402 | 139.5215 | 119.4281 | 108.8647 | 93.056 | 75.8417 | 59.3879 | 50.3875 | 42.2107 | 88.0235 | -33.1097 | 15.2888 | 21.7467 | 25.4009 | 47.501 | 55.6014 | 92.6507 | 113.476 | 161.8917 | 188.1555 | 214.7435 | 228.6157 | 231.9785 | 224.3434 | 210.6586 | 199.8742 | 189.1019 | 180.9245 | 177.1894 | 171.367 | 170.7567 | 164.7545 | 196.6842
36 | Magill (South) | H408 | FY2024 | 228.2031 | 210.7613 | 188.5358 | 173.1604 | 165.3123 | 159.7143 | 154.2333 | 145.7482 | 128.9706 | 122.3175 | 125.5423 | 125.7392 | 133.3573 | 142.3909 | 146.1776 | 131.1718 | 134.5602 | 110.9145 | 100.3511 | 81.5383 | 64.324 | 49.4779 | 41.4358 | 34.2944 | 80.7273 | -40.3597 | 7.4925 | 13.4304 | 16.3492 | 40.1909 | 45.9775 | 86.6372 | 107.4625 | 160.9678 | 186.521 | 213.5878 | 227.2884 | 230.4955 | 222.7045 | 209.0197 | 198.2354 | 187.4735 | 179.296 | 176.0968 | 170.8207 | 170.7567 | 164.7545 | 196.6842
36 | Magill (South) | H408 | FY2025 | 228.5941 | 211.1587 | 188.9331 | 173.5578 | 165.7097 | 160.1102 | 154.6292 | 146.1456 | 129.368 | 122.7149 | 125.9397 | 125.5618 | 133.4461 | 141.3597 | 145.3313 | 126.6857 | 130.0808 | 103.4648 | 92.9014 | 71.186 | 53.9717 | 40.2359 | 32.9453 | 26.5806 | 73.4996 | -47.6591 | -0.23515 | 5.3166 | 7.6587 | 33.249 | 37.2213 | 81.2874 | 102.1128 | 160.0306 | 184.9071 | 212.4873 | 226.0244 | 229.0832 | 221.1439 | 207.4591 | 196.6747 | 185.9193 | 177.7418 | 175.0564 | 170.3005 | 170.7567 | 164.7545 | 196.6842
36 | Magill (South) | H408 | FY2026 | 229.008 | 211.5716 | 189.346 | 173.9707 | 166.1226 | 160.5233 | 155.0423 | 146.5585 | 129.7808 | 123.1278 | 126.3526 | 125.3776 | 133.5384 | 140.1389 | 144.3028 | 122.1514 | 125.5534 | 95.2327 | 84.6693 | 59.8543 | 42.64 | 30.5319 | 24.1224 | 18.5338 | 66.0227 | -54.9339 | -8.012 | -3.1302 | -1.4642 | 25.845 | 27.6902 | 75.2553 | 96.0806 | 159.1038 | 183.2772 | 211.3439 | 224.7111 | 227.6158 | 219.5224 | 205.8376 | 195.0533 | 184.2968 | 176.1193 | 173.9754 | 169.76 | 170.7567 | 164.7545 | 196.6842
36 | Magill (South) | H408 | FY2027 | 229.4262 | 211.9842 | 189.7586 | 174.3833 | 166.5352 | 160.9372 | 155.4561 | 146.9711 | 130.1934 | 123.5404 | 126.7652 | 125.1934 | 133.6307 | 138.718 | 143.0739 | 116.633 | 120.0421 | 85.8955 | 75.3321 | 47.1194 | 29.9051 | 19.8825 | 14.6667 | 10.1941 | 58.4553 | -62.2209 | -15.9794 | -11.7699 | -11.0199 | 18.0955 | 17.0587 | 68.5182 | 89.3435 | 158.0767 | 181.5476 | 210.2013 | 223.3988 | 226.1495 | 217.9021 | 204.2173 | 193.4329 | 182.6708 | 174.4934 | 172.8952 | 169.2199 | 170.7567 | 164.7545 | 196.6842
36 | Magill (South) | H408 | FY2028 | 229.7551 | 212.3246 | 190.099 | 174.7237 | 166.8756 | 161.275 | 155.794 | 147.3115 | 130.5339 | 123.8808 | 127.1056 | 125.0415 | 133.7068 | 137.4483 | 141.9627 | 111.6374 | 115.0523 | 77.5586 | 66.9952 | 35.7778 | 18.5635 | 10.2003 | 5.9233 | 2.271 | 51.1394 | -69.5018 | -23.7953 | -20.093 | -20.0633 | 10.6133 | 7.3102 | 62.5812 | 83.4065 | 157.2019 | 180.0931 | 209.2585 | 222.316 | 224.9396 | 216.5651 | 202.8803 | 192.0959 | 181.3453 | 173.1679 | 172.0039 | 168.7742 | 170.7567 | 164.7545 | 196.6842
37 | City West (South) | H579 | FY2019 | 226.1899 | 208.7271 | 186.5016 | 171.1262 | 163.2782 | 157.6848 | 152.2037 | 143.7141 | 126.9364 | 120.2833 | 123.5082 | 126.647 | 132.9025 | 148.515 | 151.3547 | 155.286 | 158.64 | 152.1979 | 141.6345 | 138.0301 | 120.8158 | 97.2599 | 84.1967 | 72.3024 | 115.4871 | -6.4615 | 44.2524 | 53.3384 | 60.1101 | 75.673 | 93.5818 | 116.3205 | 137.1459 | 165.6222 | 194.6392 | 219.2213 | 233.7586 | 237.725 | 230.6933 | 217.0085 | 206.2242 | 195.4413 | 187.2639 | 181.4227 | 173.4836 | 170.7567 | 164.7545 | 196.6842
37 | City West (South) | H579 | FY2020 | 226.4634 | 208.9999 | 186.7744 | 171.399 | 163.5509 | 157.9577 | 152.4767 | 143.9868 | 127.2092 | 120.5561 | 123.7809 | 126.5253 | 132.9635 | 147.1995 | 150.1662 | 150.3258 | 153.6843 | 143.9392 | 133.3758 | 126.7716 | 109.5573 | 88.7365 | 77.0544 | 66.42 | 110.4982 | -11.0633 | 38.8635 | 47.056 | 52.7678 | 69.5495 | 84.1238 | 110.2618 | 131.0871 | 164.6026 | 193.1552 | 218.4658 | 232.8909 | 236.7555 | 229.6221 | 215.9373 | 205.1529 | 194.3694 | 186.1919 | 180.7086 | 173.1265 | 170.7567 | 164.7545 | 196.6842
37 | City West (South) | H579 | FY2021 | 226.8513 | 209.3903 | 187.1647 | 171.7894 | 163.9413 | 158.3475 | 152.8665 | 144.3772 | 127.5995 | 120.9465 | 124.1713 | 126.3511 | 133.0508 | 146.0635 | 149.2119 | 145.543 | 148.9082 | 135.574 | 125.0106 | 115.4055 | 98.1911 | 78.6803 | 67.8728 | 58.1095 | 102.7534 | -18.6096 | 30.8187 | 38.4455 | 43.4862 | 61.9933 | 74.4562 | 104.2966 | 125.1219 | 163.6608 | 191.5487 | 217.3848 | 231.6493 | 235.3682 | 228.0891 | 214.4043 | 203.6199 | 192.8387 | 184.6613 | 179.6866 | 172.6155 | 170.7567 | 164.7545 | 196.6842
37 | City West (South) | H579 | FY2022 | 227.3024 | 209.8629 | 187.6374 | 172.262 | 164.4139 | 158.8154 | 153.3343 | 144.8498 | 128.0722 | 121.4191 | 124.6439 | 126.1401 | 133.1564 | 144.8832 | 148.2516 | 140.8232 | 144.1964 | 127.6613 | 117.0979 | 104.3841 | 87.1698 | 69.2298 | 59.3268 | 50.4576 | 95.6867 | -25.7609 | 23.1519 | 30.2936 | 34.6402 | 54.9428 | 65.2219 | 98.5839 | 119.4092 | 162.6735 | 189.7565 | 216.0759 | 230.146 | 233.6884 | 226.2329 | 212.5481 | 201.7637 | 191.0041 | 182.8266 | 178.4491 | 171.9968 | 170.7567 | 164.7545 | 196.6842
37 | City West (South) | H579 | FY2023 | 227.7962 | 210.344 | 188.1185 | 172.7431 | 164.895 | 159.2993 | 153.8183 | 145.331 | 128.5533 | 121.9002 | 125.125 | 125.9254 | 133.264 | 143.6086 | 147.201 | 136.1402 | 139.5215 | 119.4281 | 108.8647 | 93.056 | 75.8417 | 59.3879 | 50.3875 | 42.2107 | 88.0235 | -33.1097 | 15.2888 | 21.7467 | 25.4009 | 47.501 | 55.6014 | 92.6507 | 113.476 | 161.8917 | 188.1555 | 214.7435 | 228.6157 | 231.9785 | 224.3434 | 210.6586 | 199.8742 | 189.1019 | 180.9245 | 177.1894 | 171.367 | 170.7567 | 164.7545 | 196.6842
37 | City West (South) | H579 | FY2024 | 228.2031 | 210.7613 | 188.5358 | 173.1604 | 165.3123 | 159.7143 | 154.2333 | 145.7482 | 128.9706 | 122.3175 | 125.5423 | 125.7392 | 133.3573 | 142.3909 | 146.1776 | 131.1718 | 134.5602 | 110.9145 | 100.3511 | 81.5383 | 64.324 | 49.4779 | 41.4358 | 34.2944 | 80.7273 | -40.3597 | 7.4925 | 13.4304 | 16.3492 | 40.1909 | 45.9775 | 86.6372 | 107.4625 | 160.9678 | 186.521 | 213.5878 | 227.2884 | 230.4955 | 222.7045 | 209.0197 | 198.2354 | 187.4735 | 179.296 | 176.0968 | 170.8207 | 170.7567 | 164.7545 | 196.6842
37 | City West (South) | H579 | FY2025 | 228.5941 | 211.1587 | 188.9331 | 173.5578 | 165.7097 | 160.1102 | 154.6292 | 146.1456 | 129.368 | 122.7149 | 125.9397 | 125.5618 | 133.4461 | 141.3597 | 145.3313 | 126.6857 | 130.0808 | 103.4648 | 92.9014 | 71.186 | 53.9717 | 40.2359 | 32.9453 | 26.5806 | 73.4996 | -47.6591 | -0.23515 | 5.3166 | 7.6587 | 33.249 | 37.2213 | 81.2874 | 102.1128 | 160.0306 | 184.9071 | 212.4873 | 226.0244 | 229.0832 | 221.1439 | 207.4591 | 196.6747 | 185.9193 | 177.7418 | 175.0564 | 170.3005 | 170.7567 | 164.7545 | 196.6842
37 | City West (South) | H579 | FY2026 | 229.008 | 211.5716 | 189.346 | 173.9707 | 166.1226 | 160.5233 | 155.0423 | 146.5585 | 129.7808 | 123.1278 | 126.3526 | 125.3776 | 133.5384 | 140.1389 | 144.3028 | 122.1514 | 125.5534 | 95.2327 | 84.6693 | 59.8543 | 42.64 | 30.5319 | 24.1224 | 18.5338 | 66.0227 | -54.9339 | -8.012 | -3.1302 | -1.4642 | 25.845 | 27.6902 | 75.2553 | 96.0806 | 159.1038 | 183.2772 | 211.3439 | 224.7111 | 227.6158 | 219.5224 | 205.8376 | 195.0533 | 184.2968 | 176.1193 | 173.9754 | 169.76 | 170.7567 | 164.7545 | 196.6842
37 | City West (South) | H579 | FY2027 | 229.4262 | 211.9842 | 189.7586 | 174.3833 | 166.5352 | 160.9372 | 155.4561 | 146.9711 | 130.1934 | 123.5404 | 126.7652 | 125.1934 | 133.6307 | 138.718 | 143.0739 | 116.633 | 120.0421 | 85.8955 | 75.3321 | 47.1194 | 29.9051 | 19.8825 | 14.6667 | 10.1941 | 58.4553 | -62.2209 | -15.9794 | -11.7699 | -11.0199 | 18.0955 | 17.0587 | 68.5182 | 89.3435 | 158.0767 | 181.5476 | 210.2013 | 223.3988 | 226.1495 | 217.9021 | 204.2173 | 193.4329 | 182.6708 | 174.4934 | 172.8952 | 169.2199 | 170.7567 | 164.7545 | 196.6842
37 | City West (South) | H579 | FY2028 | 229.7551 | 212.3246 | 190.099 | 174.7237 | 166.8756 | 161.275 | 155.794 | 147.3115 | 130.5339 | 123.8808 | 127.1056 | 125.0415 | 133.7068 | 137.4483 | 141.9627 | 111.6374 | 115.0523 | 77.5586 | 66.9952 | 35.7778 | 18.5635 | 10.2003 | 5.9233 | 2.271 | 51.1394 | -69.5018 | -23.7953 | -20.093 | -20.0633 | 10.6133 | 7.3102 | 62.5812 | 83.4065 | 157.2019 | 180.0931 | 209.2585 | 222.316 | 224.9396 | 216.5651 | 202.8803 | 192.0959 | 181.3453 | 173.1679 | 172.0039 | 168.7742 | 170.7567 | 164.7545 | 196.6842
38 | Stony Point Distribution | T363 | FY2019 | 0.066469 | 0.072316 | 0.070034 | 0.070292 | 0.064938 | 0.064968 | 0.073128 | 0.06863 | 0.083928 | 0.10364 | 0.084458 | 0.084614 | 0.066184 | 0.037832 | 0.065725 | 0.058474 | 0.065369 | 0.034802 | 0.030778 | 0.042048 | 0.016292 | 0.017561 | 0.0080499 | 0.0091662 | 0.030514 | 0.0031528 | -0.012579 | 0.0057828 | 0.0074839 | 0.0094002 | 0.025744 | 0.011764 | -0.0044519 | 0.0042515 | 0.012766 | 0.018519 | 0.023489 | 0.031533 | 0.028513 | 0.043439 | 0.068349 | 0.06771 | 0.06947 | 0.072557 | 0.06883 | 0.068616 | 0.07101 | 0.06656
38 | Stony Point Distribution | T363 | FY2020 | 0.06655 | 0.072396 | 0.070114 | 0.070372 | 0.065018 | 0.065048 | 0.073208 | 0.06871 | 0.084008 | 0.10372 | 0.084538 | 0.084578 | 0.066202 | 0.037887 | 0.065817 | 0.058605 | 0.065501 | 0.034932 | 0.030908 | 0.042178 | 0.016422 | 0.017692 | 0.007617 | 0.0084998 | 0.029668 | 0.0021563 | -0.013709 | 0.0047863 | 0.0066384 | 0.0087338 | 0.025311 | 0.011894 | -0.0043218 | 0.0043049 | 0.012682 | 0.018296 | 0.023233 | 0.031247 | 0.028196 | 0.043122 | 0.068032 | 0.067393 | 0.069153 | 0.072346 | 0.068724 | 0.068616 | 0.07101 | 0.06656
38 | Stony Point Distribution | T363 | FY2021 | 0.066663 | 0.072511 | 0.070229 | 0.070487 | 0.065133 | 0.065163 | 0.073323 | 0.068825 | 0.084123 | 0.10384 | 0.084653 | 0.084527 | 0.066228 | 0.037964 | 0.065948 | 0.058784 | 0.065682 | 0.03512 | 0.031096 | 0.042365 | 0.016609 | 0.017877 | 0.0068914 | 0.0073967 | 0.028276 | 0.00051923 | -0.015561 | 0.0031492 | 0.0052455 | 0.0076307 | 0.024585 | 0.012082 | -0.0041345 | 0.0043807 | 0.012563 | 0.017978 | 0.022868 | 0.030839 | 0.027746 | 0.042672 | 0.067582 | 0.066944 | 0.068704 | 0.072046 | 0.068574 | 0.068616 | 0.07101 | 0.06656
38 | Stony Point Distribution | T363 | FY2022 | 0.066794 | 0.072649 | 0.070367 | 0.070625 | 0.065271 | 0.0653 | 0.07346 | 0.068963 | 0.084261 | 0.10398 | 0.084791 | 0.084465 | 0.066259 | 0.038058 | 0.066106 | 0.05898 | 0.06588 | 0.035351 | 0.031327 | 0.042593 | 0.016837 | 0.018102 | 0.0062302 | 0.0063689 | 0.026966 | -0.0010271 | -0.017316 | 0.0016029 | 0.0039364 | 0.0066029 | 0.023924 | 0.012313 | -0.0039033 | 0.0044722 | 0.012419 | 0.017595 | 0.022428 | 0.030347 | 0.027203 | 0.042129 | 0.067039 | 0.066408 | 0.068168 | 0.071684 | 0.068393 | 0.068616 | 0.07101 | 0.06656
38 | Stony Point Distribution | T363 | FY2023 | 0.066937 | 0.072789 | 0.070507 | 0.070765 | 0.065411 | 0.06544 | 0.0736 | 0.069103 | 0.084401 | 0.10412 | 0.084931 | 0.084403 | 0.06629 | 0.038153 | 0.066266 | 0.059215 | 0.066118 | 0.035575 | 0.031551 | 0.042819 | 0.017063 | 0.018329 | 0.005549 | 0.0053115 | 0.02562 | -0.0026165 | -0.01912 | 1.3504e-05 | 0.0025903 | 0.0055455 | 0.023243 | 0.012537 | -0.0036793 | 0.0045649 | 0.012273 | 0.017207 | 0.021982 | 0.029849 | 0.026653 | 0.041579 | 0.066489 | 0.065855 | 0.067615 | 0.071317 | 0.06821 | 0.068616 | 0.07101 | 0.06656
38 | Stony Point Distribution | T363 | FY2024 | 0.067055 | 0.072911 | 0.070629 | 0.070887 | 0.065533 | 0.065561 | 0.073721 | 0.069225 | 0.084523 | 0.10424 | 0.085053 | 0.084348 | 0.066317 | 0.038235 | 0.066405 | 0.059397 | 0.066302 | 0.035775 | 0.031751 | 0.043017 | 0.017261 | 0.018525 | 0.0048619 | 0.0042582 | 0.024286 | -0.0041874 | -0.0209 | -0.0015574 | 0.0012562 | 0.0044922 | 0.022556 | 0.012737 | -0.0034791 | 0.0046452 | 0.012146 | 0.016871 | 0.021596 | 0.029418 | 0.026176 | 0.041102 | 0.066012 | 0.065382 | 0.067142 | 0.070999 | 0.068051 | 0.068616 | 0.07101 | 0.06656
38 | Stony Point Distribution | T363 | FY2025 | 0.067167 | 0.073026 | 0.070744 | 0.071002 | 0.065648 | 0.065675 | 0.073835 | 0.06934 | 0.084638 | 0.10435 | 0.085168 | 0.084297 | 0.066343 | 0.038313 | 0.066536 | 0.059572 | 0.066479 | 0.035963 | 0.031939 | 0.043205 | 0.017449 | 0.018711 | 0.0041635 | 0.0031935 | 0.02294 | -0.0057703 | -0.022691 | -0.0031403 | -8.9668e-05 | 0.0034275 | 0.021857 | 0.012925 | -0.0032906 | 0.0047211 | 0.012027 | 0.016553 | 0.021231 | 0.02901 | 0.025725 | 0.040651 | 0.065561 | 0.064933 | 0.066693 | 0.070699 | 0.0679 | 0.068616 | 0.07101 | 0.06656
38 | Stony Point Distribution | T363 | FY2026 | 0.067288 | 0.073146 | 0.070864 | 0.071122 | 0.065768 | 0.065796 | 0.073956 | 0.06946 | 0.084758 | 0.10447 | 0.085288 | 0.084243 | 0.06637 | 0.038394 | 0.066674 | 0.059766 | 0.066675 | 0.036158 | 0.032134 | 0.0434 | 0.017644 | 0.018906 | 0.048194 | 0.065381 | 0.099061 | -0.017904 | -0.024477 | 0.084726 | 0.076031 | 0.065615 | 0.065888 | 0.01312 | -0.0030957 | 0.0048008 | 0.011901 | 0.01622 | 0.020848 | 0.028582 | 0.025252 | 0.040178 | 0.065088 | 0.06446 | 0.06622 | 0.070383 | 0.067743 | 0.068616 | 0.07101 | 0.06656
38 | Stony Point Distribution | T363 | FY2027 | 0.06741 | 0.073266 | 0.070984 | 0.071242 | 0.065888 | 0.065916 | 0.074076 | 0.06958 | 0.084878 | 0.10459 | 0.085408 | 0.08419 | 0.066397 | 0.038475 | 0.066811 | 0.059964 | 0.066876 | 0.036352 | 0.032328 | 0.043594 | 0.017838 | 0.019101 | 0.047502 | 0.064322 | 0.097719 | -0.019483 | -0.026266 | -0.016853 | -0.025311 | 0.064556 | 0.065196 | 0.013314 | -0.0029023 | 0.0048804 | 0.011776 | 0.015886 | 0.020465 | 0.028154 | 0.024779 | 0.039705 | 0.064615 | 0.063986 | 0.065746 | 0.070068 | 0.067585 | 0.068616 | 0.07101 | 0.06656
38 | Stony Point Distribution | T363 | FY2028 | 0.067506 | 0.073366 | 0.071084 | 0.071342 | 0.065988 | 0.066015 | 0.074175 | 0.06968 | 0.084978 | 0.10469 | 0.085508 | 0.084145 | 0.066419 | 0.038542 | 0.066924 | 0.060111 | 0.067024 | 0.036516 | 0.032492 | 0.043757 | 0.018001 | -0.080738 | -0.053208 | -0.036749 | -0.0036287 | -0.021065 | -0.028053 | -0.018435 | -0.026659 | 0.063485 | 0.064486 | 0.013478 | -0.0027382 | 0.004946 | 0.011673 | 0.015612 | 0.02015 | 0.027802 | 0.02439 | 0.039316 | 0.064226 | 0.0636 | 0.06536 | 0.069809 | 0.067455 | 0.068616 | 0.07101 | 0.06656
39 | Tailem Bend | H114 | FY2019 | 13.0902 | 12.3011 | 11.4477 | 10.6328 | 9.7938 | 9.2335 | 9.0148 | 8.6655 | 8.4036 | 8.3557 | 8.2936 | 8.4061 | 8.5615 | 8.9858 | 9.2765 | 9.4888 | 9.4618 | 8.8537 | 8.2934 | 7.6335 | 6.6123 | 6.0154 | 2.4798 | 1.352 | 0.11477 | -0.88976 | -1.59 | -0.83562 | 0.019488 | 1.0808 | 2.6266 | 6.0237 | 7.0957 | 8.2261 | 9.14 | 10.1254 | 11.204 | 11.545 | 11.2795 | 11.2147 | 10.7978 | 10.5769 | 10.3509 | 9.9515 | 9.6651 | 9.6854 | 9.5682 | 13.4464
39 | Tailem Bend | H114 | FY2020 | 13.0999 | 12.3109 | 11.4575 | 10.6426 | 9.8036 | 9.2433 | 9.0246 | 8.6753 | 8.4135 | 8.3656 | 8.3035 | 8.4017 | 8.5637 | 8.9924 | 9.2877 | 9.4041 | 9.3773 | 8.6697 | 8.1094 | 7.3495 | 6.3283 | 5.8314 | 2.3164 | 1.0971 | -0.1335 | -1.0325 | -1.7278 | -0.87835 | -0.02878 | 0.92592 | 2.4632 | 5.9397 | 7.0117 | 8.2326 | 9.1298 | 10.0982 | 11.1727 | 11.51 | 11.2409 | 11.1761 | 10.7592 | 10.5384 | 10.3124 | 9.9257 | 9.6522 | 9.6854 | 9.5682 | 13.4464
39 | Tailem Bend | H114 | FY2021 | 13.1135 | 12.3248 | 11.4714 | 10.6565 | 9.8175 | 9.2572 | 9.0385 | 8.6892 | 8.4274 | 8.3795 | 8.3174 | 8.3955 | 8.5668 | 9.0019 | 9.3036 | 9.3252 | 9.2986 | 8.4926 | 7.9323 | 7.1722 | 6.1511 | 5.5539 | 2.0172 | 0.78892 | -0.44861 | -1.2534 | -1.9539 | -1.0993 | -0.24389 | 0.81772 | 2.364 | 5.8626 | 6.9346 | 8.2418 | 9.1153 | 10.0597 | 11.1285 | 11.4606 | 11.1863 | 11.1215 | 10.7046 | 10.4842 | 10.2581 | 9.8893 | 9.634 | 9.6854 | 9.5682 | 13.4464
39 | Tailem Bend | H114 | FY2022 | 13.1291 | 12.3415 | 11.4881 | 10.6732 | 9.8342 | 9.2736 | 9.0549 | 8.7059 | 8.444 | 8.3961 | 8.334 | 8.3881 | 8.5705 | 9.0131 | 9.3226 | 9.2482 | 9.2219 | 8.3206 | 7.7603 | 6.8998 | 5.8787 | 5.2809 | 1.7258 | 0.48985 | -0.75354 | -1.4633 | -2.1681 | -1.2092 | -0.34882 | 0.61865 | 2.1726 | 5.7906 | 6.8626 | 8.2528 | 9.098 | 10.0136 | 11.0755 | 11.4014 | 11.1208 | 11.0561 | 10.6391 | 10.4198 | 10.1937 | 9.8457 | 9.6122 | 9.6854 | 9.5682 | 13.4464
39 | Tailem Bend | H114 | FY2023 | 13.1461 | 12.3582 | 11.5048 | 10.6899 | 9.8509 | 9.2904 | 9.0717 | 8.7226 | 8.4608 | 8.4129 | 8.3507 | 8.3806 | 8.5742 | 8.9244 | 9.2417 | 9.0757 | 9.0497 | 8.1475 | 7.5872 | 6.7268 | 5.7056 | 5.008 | 1.4765 | 0.25031 | -0.98558 | -1.689 | -2.3883 | -1.2349 | -0.38086 | 0.57911 | 2.1233 | 5.8175 | 6.8895 | 8.2639 | 9.0805 | 9.9672 | 11.0223 | 11.342 | 11.0552 | 10.9904 | 10.5734 | 10.3539 | 10.1278 | 9.8019 | 9.5903 | 9.6854 | 9.5682 | 13.4464
39 | Tailem Bend | H114 | FY2024 | 13.1598 | 12.3725 | 11.5192 | 10.7043 | 9.8653 | 9.3046 | 9.0859 | 8.737 | 8.4751 | 8.4272 | 8.3651 | 8.3742 | 8.5775 | 8.9341 | 9.2581 | 8.9967 | 8.9709 | 7.8713 | 7.311 | 6.4504 | 5.4292 | 4.7312 | 1.1817 | 0.047996 | -1.1936 | -1.9019 | -2.6054 | -1.4478 | -0.58892 | 0.47679 | 2.0284 | 5.7413 | 6.8133 | 8.2733 | 9.0656 | 9.9275 | 10.9766 | 11.2909 | 10.9988 | 10.934 | 10.5171 | 10.2981 | 10.072 | 9.7643 | 9.5715 | 9.6854 | 9.5682 | 13.4464
39 | Tailem Bend | H114 | FY2025 | 13.1728 | 12.3859 | 11.5325 | 10.7177 | 9.8787 | 9.3179 | 9.0992 | 8.7504 | 8.4885 | 8.4406 | 8.3785 | 8.3682 | 8.5805 | 8.9432 | 9.2734 | 8.9165 | 8.891 | 7.6935 | 7.1332 | 6.2724 | 2.6216 | 0.83413 | -0.9371 | -1.7926 | -2.8241 | -2.1112 | -1.493 | -0.016652 | 1.231 | 3.9954 | 4.4642 | 5.6635 | 6.7355 | 8.2822 | 9.0516 | 9.8904 | 10.9341 | 11.2433 | 10.9462 | 10.8814 | 10.4645 | 10.246 | 10.0199 | 9.7293 | 9.554 | 9.6854 | 9.5682 | 13.4464
39 | Tailem Bend | H114 | FY2026 | 13.1865 | 12.3999 | 11.5465 | 10.7316 | 9.8926 | 9.3318 | 9.1131 | 8.7643 | 8.5024 | 8.4545 | 8.3924 | 8.362 | 8.5836 | 8.9526 | 9.2893 | 8.8383 | 8.813 | 7.5162 | 6.9559 | 6.095 | 2.4709 | 0.59433 | -1.1684 | -2.0168 | -3.042 | -2.2354 | -1.6243 | -0.056451 | 1.1801 | 3.918 | 4.3868 | 5.5862 | 6.6582 | 8.1914 | 8.9372 | 9.8518 | 10.8898 | 11.1939 | 10.8915 | 10.8268 | 10.4098 | 10.1914 | 9.9654 | 9.6928 | 9.5357 | 9.6854 | 9.5682 | 13.4464
39 | Tailem Bend | H114 | FY2027 | 13.2003 | 12.4136 | 11.5602 | 10.7453 | 9.9064 | 9.3455 | 9.1268 | 8.7781 | 8.5162 | 8.4683 | 8.4062 | 8.3559 | 8.5866 | 8.9619 | 9.305 | 8.6604 | 8.6353 | 7.3385 | 6.7782 | 5.8173 | 2.2198 | 0.3542 | -1.4001 | -2.2413 | -3.2603 | -2.4599 | -1.856 | -0.19658 | 1.029 | 3.7403 | 4.2091 | 5.6085 | 6.6805 | 8.2005 | 8.9228 | 9.8137 | 10.846 | 11.1449 | 10.8374 | 10.7727 | 10.3557 | 10.1374 | 9.9113 | 9.6568 | 9.5177 | 9.6854 | 9.5682 | 13.4464
39 | Tailem Bend | H114 | FY2028 | 13.2109 | 12.4248 | 11.5714 | 10.7565 | 9.9175 | 9.3565 | 9.1378 | 8.7892 | 8.5273 | 8.4794 | 8.4173 | 8.3509 | 8.5891 | 8.9695 | 9.3177 | 8.5762 | 8.5513 | 7.0571 | 6.4968 | 5.5357 | 1.9667 | 0.11263 | -1.6326 | -2.4662 | -3.4784 | -2.5848 | -1.9885 | -0.23815 | 0.97561 | 3.6583 | 4.1271 | 5.5271 | 6.5991 | 8.2079 | 8.9112 | 9.7829 | 10.8106 | 11.1054 | 10.7937 | 10.729 | 10.312 | 10.0942 | 9.8681 | 9.6276 | 9.5031 | 9.6854 | 9.5682 | 13.4464
40 | Templers | H478 | FY2019 | 13.5724 | 11.4405 | 11.2431 | 10.8166 | 10.0313 | 9.6676 | 9.6297 | 9.331 | 9.509 | 9.568 | 9.8173 | 9.9842 | 9.9838 | 9.479 | 8.0891 | 6.9357 | 5.9233 | 4.388 | 3.1995 | 2.4888 | 1.556 | 0.30537 | -1.848 | -2.1098 | -2.8811 | -3.1819 | -3.5191 | -3.0738 | -2.0601 | -0.93757 | 0.20982 | 1.9701 | 3.0472 | 4.0125 | 5.4568 | 7.2588 | 8.611 | 9.2146 | 9.844 | 10.1266 | 10.1813 | 9.9695 | 9.5396 | 9.2896 | 9.1582 | 9.0621 | 9.025 | 12.9901
40 | Templers | H478 | FY2020 | 13.5851 | 11.4529 | 11.2555 | 10.829 | 10.0437 | 9.6801 | 9.6421 | 9.3434 | 9.5214 | 9.5804 | 9.8297 | 9.9787 | 9.9865 | 9.1874 | 7.8033 | 6.4566 | 5.4444 | 3.8079 | 2.6193 | 1.7088 | 0.77596 | -0.57451 | -2.4558 | -2.7049 | -3.3898 | -3.5177 | -3.7907 | -3.4096 | -2.4688 | -1.2327 | -0.19803 | 1.39 | 2.4671 | 3.7207 | 5.1438 | 7.1244 | 8.4715 | 9.0705 | 9.6952 | 10.0778 | 10.1325 | 9.9204 | 9.4905 | 9.2571 | 9.1419 | 9.0621 | 9.025 | 12.9901
40 | Templers | H478 | FY2021 | 13.6028 | 11.4707 | 11.2733 | 10.8467 | 10.0615 | 9.6978 | 9.6599 | 9.3611 | 9.5392 | 9.5981 | 9.8474 | 9.8707 | 9.8905 | 8.9994 | 7.6235 | 6.0848 | 5.0728 | 3.1367 | 1.9481 | 0.83758 | -0.095261 | -1.4458 | -3.0919 | -3.2436 | -3.8537 | -4.0186 | -4.2361 | -3.8105 | -2.9328 | -1.5714 | -0.63411 | 0.9188 | 1.9959 | 3.4325 | 4.8254 | 6.9753 | 8.3151 | 9.0074 | 9.6256 | 10.0081 | 10.0628 | 9.8509 | 9.421 | 9.2107 | 9.1187 | 9.0621 | 9.025 | 12.9901
40 | Templers | H478 | FY2022 | 13.6227 | 11.4918 | 11.2944 | 10.8678 | 10.0826 | 9.7186 | 9.6807 | 9.3822 | 9.5603 | 9.6193 | 9.8685 | 9.7613 | 9.7952 | 8.7137 | 7.3477 | 5.6141 | 4.6026 | 2.4722 | 1.2836 | 0.072548 | -0.8603 | -2.3116 | -3.7593 | -3.9287 | -4.4758 | -4.4876 | -4.6582 | -4.1794 | -3.3548 | -2.0566 | -1.2015 | 0.35426 | 1.4314 | 3.1464 | 4.5034 | 6.8168 | 8.1479 | 8.9324 | 9.5426 | 9.9252 | 9.9799 | 9.7692 | 9.3393 | 9.1554 | 9.0911 | 9.0621 | 9.025 | 12.9901
40 | Templers | H478 | FY2023 | 13.6442 | 11.5131 | 11.3157 | 10.8891 | 10.1039 | 9.74 | 9.702 | 9.4035 | 9.5816 | 9.6405 | 9.8898 | 9.7518 | 9.8 | 8.5281 | 7.172 | 5.1493 | 4.1381 | 1.8063 | 0.61775 | -0.69318 | -1.626 | -3.1771 | -4.4317 | -4.5212 | -5.0069 | -4.9669 | -5.0919 | -4.6587 | -3.8859 | -2.449 | -1.6739 | -0.21158 | 0.86551 | 2.8605 | 4.1812 | 6.6579 | 7.9802 | 8.8568 | 9.4591 | 9.8417 | 9.8964 | 9.6853 | 9.2554 | 9.0997 | 9.0632 | 9.0621 | 9.025 | 12.9901
40 | Templers | H478 | FY2024 | 13.6619 | 11.5314 | 11.334 | 10.9074 | 10.1222 | 9.7582 | 9.7202 | 9.4218 | 9.5999 | 9.6589 | 9.9081 | 9.6437 | 9.7041 | 8.3405 | 6.9929 | 4.6763 | 3.6654 | 1.1367 | -0.051909 | -1.5631 | -2.4959 | -4.1474 | -5.1594 | -5.1484 | -5.557 | -5.452 | -5.5198 | -5.0439 | -4.3361 | -2.8763 | -2.2016 | -0.68124 | 0.39585 | 2.5726 | 3.8621 | 6.6072 | 7.922 | 8.7917 | 9.3871 | 9.7697 | 9.8244 | 9.614 | 9.1841 | 9.0517 | 9.0393 | 9.0621 | 9.025 | 12.9901
40 | Templers | H478 | FY2025 | 13.6781 | 11.5483 | 11.3509 | 10.9243 | 10.1391 | 9.7749 | 9.737 | 9.4387 | 9.6168 | 9.6757 | 9.925 | 9.6361 | 9.7079 | 8.0519 | 6.7121 | 4.2011 | 3.1904 | 0.46464 | -0.72392 | -2.3354 | -3.2682 | -4.9201 | -5.7345 | -5.7416 | -6.0874 | -5.9295 | -5.9506 | -5.4214 | -4.7665 | -3.1695 | -2.5767 | -1.1533 | -0.076162 | 2.2838 | 3.5446 | 6.4605 | 7.7683 | 8.7317 | 9.3209 | 9.7034 | 9.7581 | 9.5484 | 9.1185 | 9.0075 | 9.0172 | 9.0621 | 9.025 | 12.9901
40 | Templers | H478 | FY2026 | 13.6957 | 11.566 | 11.3686 | 10.942 | 10.1568 | 9.7926 | 9.7546 | 9.4564 | 9.6345 | 9.6934 | 9.9427 | 9.5282 | 9.6118 | 7.8639 | 6.5324 | 3.8289 | 2.8186 | -0.1065 | -1.2951 | -3.1066 | -4.0394 | -5.7914 | -6.4081 | -6.3334 | -6.6164 | -6.4055 | -6.3799 | -5.8974 | -5.2954 | -3.6612 | -3.1503 | -1.7244 | -0.6473 | 1.8955 | 3.1261 | 6.3114 | 7.6119 | 8.6687 | 9.2513 | 9.6339 | 9.6886 | 9.479 | 9.0491 | 8.9612 | 8.994 | 9.0621 | 9.025 | 12.9901
40 | Templers | H478 | FY2027 | 13.7132 | 11.5835 | 11.3861 | 10.9595 | 10.1743 | 9.8101 | 9.7722 | 9.474 | 9.652 | 9.711 | 9.9602 | 9.4204 | 9.5157 | 7.5757 | 6.2524 | 3.2571 | 2.2471 | -0.87814 | -2.0667 | -3.9782 | -4.9111 | -6.863 | -7.1929 | -6.9993 | -7.1911 | -6.9033 | -6.81 | -6.2952 | -5.7701 | -4.0271 | -3.6351 | -2.296 | -1.2189 | 1.6071 | 2.8079 | 6.1629 | 7.4562 | 8.6065 | 9.1825 | 9.5651 | 9.6198 | 9.4102 | 8.9803 | 8.9153 | 8.971 | 9.0621 | 9.025 | 12.9901
40 | Templers | H478 | FY2028 | 13.7267 | 11.5977 | 11.4003 | 10.9737 | 10.1885 | 9.8241 | 9.7862 | 9.4882 | 9.6662 | 9.7252 | 9.9744 | 9.4141 | 9.5189 | 7.3853 | 6.0686 | 2.7773 | 1.7675 | -1.5544 | -2.743 | -4.8548 | -5.7876 | -7.74 | -7.8698 | -7.5934 | -7.7216 | -7.3802 | -7.2397 | -6.6721 | -6.2006 | -4.4212 | -4.112 | -2.7723 | -1.6952 | 1.3165 | 2.4931 | 6.0236 | 7.311 | 8.556 | 9.1267 | 9.5093 | 9.564 | 9.3551 | 8.9252 | 8.8781 | 8.9524 | 9.0621 | 9.025 | 12.9901
41 | Waterloo | T378 | FY2019 | 4.3467 | 3.7969 | 3.3326 | 3.1386 | 2.9439 | 2.7931 | 2.6851 | 2.6094 | 2.6405 | 2.6741 | 2.6176 | 2.5438 | 2.6443 | 2.6753 | 2.8135 | 2.5379 | 2.4851 | 2.1823 | 1.9057 | 1.7471 | 1.4716 | 1.088 | 0.50013 | 0.32363 | 0.053142 | 0.0035461 | -0.015991 | 0.05285 | 0.17482 | 0.20954 | 0.47729 | 0.82958 | 1.2741 | 1.7308 | 2.3582 | 2.9659 | 3.3316 | 3.5557 | 3.699 | 3.6246 | 3.5399 | 3.4825 | 3.2709 | 3.1516 | 3.0758 | 3.0031 | 3.0176 | 4.7746
41 | Waterloo | T378 | FY2020 | 4.3498 | 3.8002 | 3.3359 | 3.1419 | 2.9472 | 2.7963 | 2.6883 | 2.6127 | 2.6438 | 2.6773 | 2.6209 | 2.5423 | 2.645 | 2.5775 | 2.7173 | 2.4425 | 2.3897 | 2.0878 | 1.8113 | 1.5526 | 1.277 | 0.89327 | 0.35622 | 0.30075 | 0.046404 | -0.089587 | -0.097138 | -0.040283 | 0.06808 | 0.18666 | 0.43338 | 0.7351 | 1.1796 | 1.733 | 2.3548 | 2.9569 | 3.3211 | 3.544 | 3.6861 | 3.6117 | 3.527 | 3.4698 | 3.2582 | 3.143 | 3.0715 | 3.0031 | 3.0176 | 4.7746
41 | Waterloo | T378 | FY2021 | 4.3543 | 3.8048 | 3.3405 | 3.1465 | 2.9518 | 2.8009 | 2.6929 | 2.6174 | 2.6485 | 2.682 | 2.6256 | 2.5403 | 2.6461 | 2.5806 | 2.7226 | 2.2493 | 2.1967 | 1.8955 | 1.619 | 1.3602 | 1.0846 | 0.7008 | 0.19031 | 0.14585 | -0.10006 | -0.22893 | -0.23021 | -0.17963 | -0.078382 | 0.031757 | 0.26747 | 0.64279 | 1.0873 | 1.636 | 2.2499 | 2.844 | 3.2064 | 3.5275 | 3.6679 | 3.5935 | 3.5088 | 3.4517 | 3.2402 | 3.1308 | 3.0654 | 3.0031 | 3.0176 | 4.7746
41 | Waterloo | T378 | FY2022 | 4.3594 | 3.8104 | 3.346 | 3.1521 | 2.9574 | 2.8064 | 2.6984 | 2.6229 | 2.654 | 2.6875 | 2.6311 | 2.5378 | 2.6473 | 2.4844 | 2.6289 | 2.1568 | 2.1042 | 1.7049 | 1.4283 | 1.1694 | 0.89382 | 0.50976 | 0.028316 | -0.0041227 | -0.2408 | -0.36189 | -0.35632 | -0.31259 | -0.21912 | -0.018213 | 0.20548 | 0.55214 | 0.99665 | 1.5397 | 2.1442 | 2.8287 | 3.1888 | 3.5078 | 3.6461 | 3.5717 | 3.4871 | 3.4304 | 3.2188 | 3.1163 | 3.0582 | 3.0031 | 3.0176 | 4.7746
41 | Waterloo | T378 | FY2023 | 4.365 | 3.8159 | 3.3516 | 3.1576 | 2.9629 | 2.8119 | 2.7039 | 2.6284 | 2.6595 | 2.6931 | 2.6366 | 2.5353 | 2.6485 | 2.4881 | 2.6352 | 2.0658 | 2.0133 | 1.5138 | 1.2372 | 0.87835 | 0.60276 | 0.31872 | -0.13525 | -0.1563 | -0.38424 | -0.49797 | -0.48591 | -0.44867 | -0.36256 | -0.17039 | 0.041917 | 0.36107 | 0.80557 | 1.4434 | 2.0384 | 2.8134 | 3.1712 | 3.4882 | 3.6244 | 3.55 | 3.4654 | 3.4087 | 3.1971 | 3.1019 | 3.051 | 3.0031 | 3.0176 | 4.7746
41 | Waterloo | T378 | FY2024 | 4.3694 | 3.8206 | 3.3563 | 3.1623 | 2.9676 | 2.8166 | 2.7086 | 2.6331 | 2.6642 | 2.6978 | 2.6413 | 2.5332 | 2.6496 | 2.3913 | 2.5406 | 1.9725 | 1.9201 | 1.3217 | 1.0451 | 0.68611 | 0.41052 | 0.12634 | -0.29876 | -0.30786 | -0.52663 | -0.63263 | -0.61375 | -0.58332 | -0.50496 | -0.32195 | -0.1216 | 0.26892 | 0.71343 | 1.4465 | 2.0335 | 2.8003 | 3.1562 | 3.4715 | 3.606 | 3.5315 | 3.4469 | 3.3904 | 3.1788 | 3.0896 | 3.0448 | 3.0031 | 3.0176 | 4.7746
41 | Waterloo | T378 | FY2025 | 4.3734 | 3.8248 | 3.3605 | 3.1665 | 2.9718 | 2.8207 | 2.7127 | 2.6373 | 2.6684 | 2.702 | 2.6456 | 2.5313 | 2.6505 | 2.3941 | 2.5454 | 1.7783 | 1.726 | 1.1287 | 0.85216 | 0.49308 | 0.21749 | -0.066839 | -0.46312 | -0.46028 | -0.66988 | -0.76815 | -0.74247 | -0.61885 | -0.54821 | -0.37437 | -0.18595 | 0.17599 | 0.6205 | 1.3492 | 1.9291 | 2.7887 | 3.1428 | 3.4565 | 3.5894 | 3.515 | 3.4303 | 3.3741 | 3.1625 | 3.0785 | 3.0393 | 3.0031 | 3.0176 | 4.7746
41 | Waterloo | T378 | FY2026 | 4.3776 | 3.8292 | 3.3648 | 3.1709 | 2.9762 | 2.8251 | 2.7171 | 2.6417 | 2.6728 | 2.7063 | 2.6499 | 2.5294 | 2.6515 | 2.2971 | 2.4504 | 1.6849 | 1.6327 | 0.93593 | 0.65937 | 0.30024 | 0.02465 | -0.25975 | -0.62712 | -0.61231 | -0.81273 | -0.90326 | -0.87076 | -0.75396 | -0.69106 | -0.5264 | -0.34996 | 0.083202 | 0.52771 | 1.2521 | 1.8246 | 2.6766 | 3.0289 | 3.441 | 3.5722 | 3.4978 | 3.4132 | 3.3571 | 3.1455 | 3.0671 | 3.0336 | 3.0031 | 3.0176 | 4.7746
41 | Waterloo | T378 | FY2027 | 4.3818 | 3.8334 | 3.3691 | 3.1751 | 2.9804 | 2.8293 | 2.7213 | 2.646 | 2.6771 | 2.7106 | 2.6542 | 2.5275 | 2.6525 | 2.3 | 2.4552 | 1.5915 | 1.5393 | 0.7429 | 0.46633 | 0.0071762 | -0.26842 | -0.55286 | -0.89134 | -0.76456 | -0.9558 | -1.0386 | -0.99926 | -0.88928 | -0.83412 | -0.57865 | -0.41418 | -0.10984 | 0.33467 | 1.155 | 1.7201 | 2.6648 | 3.0154 | 3.4258 | 3.5556 | 3.4811 | 3.3965 | 3.3404 | 3.1289 | 3.056 | 3.028 | 3.0031 | 3.0176 | 4.7746
41 | Waterloo | T378 | FY2028 | 4.3849 | 3.8368 | 3.3724 | 3.1785 | 2.9838 | 2.8326 | 2.7246 | 2.6493 | 2.6804 | 2.7139 | 2.6575 | 2.526 | 2.6532 | 2.2022 | 2.3591 | 1.4959 | 1.4437 | 0.54858 | 0.27202 | -0.18724 | -0.46284 | -0.74744 | -1.0563 | -0.91728 | -1.0991 | -1.174 | -1.1276 | -1.0247 | -0.97743 | -0.73137 | -0.57916 | -0.20415 | 0.24035 | 1.1572 | 1.7167 | 2.6555 | 3.0047 | 3.414 | 3.5424 | 3.468 | 3.3833 | 3.3276 | 3.116 | 3.0472 | 3.0236 | 3.0031 | 3.0176 | 4.7746
42 | Kilburn | H373 | FY2019 | 131.8328 | 127.2592 | 121.1221 | 115.286 | 112.4395 | 111.1739 | 108.418 | 110.5178 | 110.137 | 109.1332 | 111.1505 | 108.0954 | 104.8212 | 98.45 | 97.4695 | 94.4639 | 94.489 | 89.3798 | 83.5073 | 74.952 | 69.1195 | 62.6315 | 57.6907 | 53.3662 | 50.5643 | 48.2043 | 49.8794 | 53.348 | 55.887 | 61.1568 | 72.8931 | 85.0546 | 95.9162 | 105.1439 | 114.4979 | 125.2199 | 133.2804 | 140.3729 | 144.5262 | 145.8548 | 147.9139 | 149.1593 | 145.463 | 142.9614 | 138.2054 | 135.7804 | 132.251 | 137.1213
42 | Kilburn | H373 | FY2020 | 132.0306 | 127.4414 | 121.3043 | 115.4682 | 112.6217 | 111.3596 | 108.6037 | 110.7 | 110.3192 | 109.3154 | 111.3327 | 107.7141 | 104.5619 | 97.0733 | 96.1775 | 92.1122 | 92.1404 | 85.7594 | 79.8869 | 70.0378 | 64.2054 | 58.8194 | 54.6626 | 50.5396 | 48.2449 | 46.3317 | 47.56 | 51.1215 | 53.0589 | 58.2446 | 68.0883 | 81.4342 | 92.2958 | 102.9644 | 112.0082 | 124.1153 | 132.1008 | 139.7254 | 143.8106 | 145.1393 | 147.1984 | 148.4282 | 144.7319 | 142.4844 | 137.9669 | 135.7804 | 132.251 | 137.1213
42 | Kilburn | H373 | FY2021 | 132.2875 | 127.6991 | 121.5619 | 115.7259 | 112.8794 | 111.6171 | 108.8612 | 110.9576 | 110.5768 | 109.573 | 111.5903 | 107.1991 | 104.2195 | 95.8476 | 95.0718 | 89.6225 | 89.6551 | 82.1776 | 76.3051 | 64.9557 | 59.1233 | 54.3284 | 50.748 | 46.7673 | 44.8455 | 43.2607 | 44.1606 | 47.6492 | 49.1443 | 54.7536 | 63.2058 | 77.9524 | 88.814 | 100.9349 | 109.5399 | 122.9017 | 130.7813 | 138.8097 | 142.7987 | 144.1274 | 146.1864 | 147.417 | 143.7207 | 141.8097 | 137.6296 | 135.7804 | 132.251 | 137.1213
42 | Kilburn | H373 | FY2022 | 132.5867 | 128.0117 | 121.8746 | 116.0385 | 113.192 | 111.9267 | 109.1709 | 111.2703 | 110.8895 | 109.8856 | 111.9029 | 106.7596 | 103.9894 | 94.659 | 94.0288 | 87.1756 | 87.2135 | 78.6975 | 72.825 | 60.1702 | 54.3378 | 50.1138 | 47.1046 | 43.1622 | 41.6098 | 40.3506 | 40.9249 | 44.444 | 45.5009 | 51.5391 | 58.6123 | 74.5723 | 85.4339 | 99.0417 | 107.1143 | 121.5359 | 129.2869 | 137.6986 | 141.5709 | 142.8996 | 144.9586 | 146.2026 | 142.5063 | 140.9912 | 137.2203 | 135.7804 | 132.251 | 137.1213
42 | Kilburn | H373 | FY2023 | 132.915 | 128.3307 | 122.1936 | 116.3576 | 113.511 | 112.2478 | 109.492 | 111.5893 | 111.2085 | 110.1047 | 112.122 | 106.2172 | 103.6608 | 93.3748 | 92.8931 | 84.8204 | 84.8636 | 75.1051 | 69.2326 | 55.1816 | 49.3492 | 45.7138 | 43.2774 | 39.4746 | 38.2928 | 37.3601 | 37.6079 | 41.1564 | 41.7737 | 48.139 | 53.8292 | 71.1799 | 82.0416 | 96.9527 | 104.4821 | 119.9524 | 127.5721 | 136.4647 | 140.2179 | 141.6466 | 143.7057 | 144.9404 | 141.2441 | 140.1559 | 136.8027 | 135.7804 | 132.251 | 137.1213
42 | Kilburn | H373 | FY2024 | 133.1896 | 128.6103 | 122.4732 | 116.6371 | 113.7906 | 112.5263 | 109.7704 | 111.8689 | 111.4881 | 110.2843 | 112.3016 | 105.5924 | 103.2233 | 92.1639 | 91.8124 | 82.3505 | 82.3984 | 71.3632 | 65.4907 | 50.2376 | 44.4052 | 41.2411 | 39.4154 | 35.7812 | 34.9944 | 34.4097 | 34.3095 | 37.963 | 38.1117 | 44.7663 | 48.9822 | 67.638 | 78.4996 | 94.7377 | 101.7909 | 118.5781 | 126.0828 | 135.471 | 139.1199 | 140.5485 | 142.6076 | 143.8474 | 140.1511 | 139.4238 | 136.4367 | 135.7804 | 132.251 | 137.1213
42 | Kilburn | H373 | FY2025 | 133.4574 | 128.8799 | 122.7428 | 116.9067 | 114.0602 | 112.7955 | 110.0396 | 112.1385 | 111.7577 | 110.5539 | 112.5712 | 105.1721 | 102.9835 | 91.0463 | 90.8202 | 80.1763 | 80.2288 | 68.1017 | 62.2292 | 45.6754 | 39.843 | 37.2374 | 35.892 | 32.2263 | 31.7503 | 31.4393 | 31.0653 | 34.7081 | 34.4883 | 41.4626 | 44.5189 | 64.5765 | 75.4381 | 92.916 | 99.5102 | 117.3315 | 124.7253 | 134.4129 | 137.9612 | 139.4898 | 141.5489 | 142.7904 | 139.0941 | 138.718 | 136.0838 | 135.7804 | 132.251 | 137.1213
42 | Kilburn | H373 | FY2026 | 133.7477 | 129.1657 | 123.0286 | 117.1925 | 114.346 | 113.0823 | 110.3264 | 112.4243 | 112.0435 | 110.7397 | 112.757 | 104.7445 | 102.7474 | 89.8396 | 89.7466 | 77.6509 | 77.7083 | 64.5602 | 58.6877 | 40.7357 | 34.9033 | 32.7763 | 32.0008 | 28.5724 | 28.4651 | 28.4789 | 27.7802 | 31.3543 | 30.6971 | 38.2015 | 39.8819 | 61.035 | 71.8966 | 90.705 | 96.8126 | 115.94 | 123.2163 | 133.3972 | 136.8388 | 138.3674 | 140.4265 | 141.6635 | 137.9672 | 137.9698 | 135.7096 | 135.7804 | 132.251 | 137.1213
42 | Kilburn | H373 | FY2027 | 134.045 | 129.4551 | 123.318 | 117.482 | 114.6355 | 113.3735 | 110.6176 | 112.7137 | 112.3329 | 111.0291 | 113.0464 | 104.2154 | 102.4122 | 88.2354 | 88.2771 | 75.0432 | 75.1055 | 60.3212 | 54.4488 | 35.0999 | 29.2675 | 28.1187 | 28.0779 | 24.7132 | 25.081 | 25.5135 | 24.3961 | 27.995 | 26.7742 | 34.544 | 34.4509 | 57.196 | 68.0577 | 88.3965 | 94.0112 | 114.5384 | 121.6956 | 132.2685 | 135.602 | 137.2307 | 139.2898 | 140.5189 | 136.8226 | 137.2119 | 135.3307 | 135.7804 | 132.251 | 137.1213
42 | Kilburn | H373 | FY2028 | 134.2847 | 129.6986 | 123.5615 | 117.7254 | 114.8789 | 113.6161 | 110.8602 | 112.9572 | 112.5764 | 111.2725 | 113.2898 | 103.7067 | 102.0666 | 87 | 87.1551 | 72.5199 | 72.5864 | 56.6194 | 50.7469 | 30.0966 | 24.2642 | 23.7186 | 24.2599 | 21.0419 | 21.7863 | 22.5506 | 21.1014 | 24.9237 | 23.2562 | 31.1438 | 29.6453 | 53.7942 | 64.6558 | 86.3575 | 91.5577 | 113.2643 | 120.3213 | 131.4034 | 134.646 | 136.2747 | 138.3337 | 139.5666 | 135.8703 | 136.5746 | 135.012 | 135.7804 | 132.251 | 137.1213
43 | Le Fevre | H510 | FY2019 | 131.8328 | 127.2592 | 121.1221 | 115.286 | 112.4395 | 111.1739 | 108.418 | 110.5178 | 110.137 | 109.1332 | 111.1505 | 108.0954 | 104.8212 | 98.45 | 97.4695 | 94.4639 | 94.489 | 89.3798 | 83.5073 | 74.952 | 69.1195 | 62.6315 | 57.6907 | 53.3662 | 50.5643 | 48.2043 | 49.8794 | 53.348 | 55.887 | 61.1568 | 72.8931 | 85.0546 | 95.9162 | 105.1439 | 114.4979 | 125.2199 | 133.2804 | 140.3729 | 144.5262 | 145.8548 | 147.9139 | 149.1593 | 145.463 | 142.9614 | 138.2054 | 135.7804 | 132.251 | 137.1213
43 | Le Fevre | H510 | FY2020 | 132.0306 | 127.4414 | 121.3043 | 115.4682 | 112.6217 | 111.3596 | 108.6037 | 110.7 | 110.3192 | 109.3154 | 111.3327 | 107.7141 | 104.5619 | 97.0733 | 96.1775 | 92.1122 | 92.1404 | 85.7594 | 79.8869 | 70.0378 | 64.2054 | 58.8194 | 54.6626 | 50.5396 | 48.2449 | 46.3317 | 47.56 | 51.1215 | 53.0589 | 58.2446 | 68.0883 | 81.4342 | 92.2958 | 102.9644 | 112.0082 | 124.1153 | 132.1008 | 139.7254 | 143.8106 | 145.1393 | 147.1984 | 148.4282 | 144.7319 | 142.4844 | 137.9669 | 135.7804 | 132.251 | 137.1213
43 | Le Fevre | H510 | FY2021 | 132.2875 | 127.6991 | 121.5619 | 115.7259 | 112.8794 | 111.6171 | 108.8612 | 110.9576 | 110.5768 | 109.573 | 111.5903 | 107.1991 | 104.2195 | 95.8476 | 95.0718 | 89.6225 | 89.6551 | 82.1776 | 76.3051 | 64.9557 | 59.1233 | 54.3284 | 50.748 | 46.7673 | 44.8455 | 43.2607 | 44.1606 | 47.6492 | 49.1443 | 54.7536 | 63.2058 | 77.9524 | 88.814 | 100.9349 | 109.5399 | 122.9017 | 130.7813 | 138.8097 | 142.7987 | 144.1274 | 146.1864 | 147.417 | 143.7207 | 141.8097 | 137.6296 | 135.7804 | 132.251 | 137.1213
43 | Le Fevre | H510 | FY2022 | 132.5867 | 128.0117 | 121.8746 | 116.0385 | 113.192 | 111.9267 | 109.1709 | 111.2703 | 110.8895 | 109.8856 | 111.9029 | 106.7596 | 103.9894 | 94.659 | 94.0288 | 87.1756 | 87.2135 | 78.6975 | 72.825 | 60.1702 | 54.3378 | 50.1138 | 47.1046 | 43.1622 | 41.6098 | 40.3506 | 40.9249 | 44.444 | 45.5009 | 51.5391 | 58.6123 | 74.5723 | 85.4339 | 99.0417 | 107.1143 | 121.5359 | 129.2869 | 137.6986 | 141.5709 | 142.8996 | 144.9586 | 146.2026 | 142.5063 | 140.9912 | 137.2203 | 135.7804 | 132.251 | 137.1213
43 | Le Fevre | H510 | FY2023 | 132.915 | 128.3307 | 122.1936 | 116.3576 | 113.511 | 112.2478 | 109.492 | 111.5893 | 111.2085 | 110.1047 | 112.122 | 106.2172 | 103.6608 | 93.3748 | 92.8931 | 84.8204 | 84.8636 | 75.1051 | 69.2326 | 55.1816 | 49.3492 | 45.7138 | 43.2774 | 39.4746 | 38.2928 | 37.3601 | 37.6079 | 41.1564 | 41.7737 | 48.139 | 53.8292 | 71.1799 | 82.0416 | 96.9527 | 104.4821 | 119.9524 | 127.5721 | 136.4647 | 140.2179 | 141.6466 | 143.7057 | 144.9404 | 141.2441 | 140.1559 | 136.8027 | 135.7804 | 132.251 | 137.1213
43 | Le Fevre | H510 | FY2024 | 133.1896 | 128.6103 | 122.4732 | 116.6371 | 113.7906 | 112.5263 | 109.7704 | 111.8689 | 111.4881 | 110.2843 | 112.3016 | 105.5924 | 103.2233 | 92.1639 | 91.8124 | 82.3505 | 82.3984 | 71.3632 | 65.4907 | 50.2376 | 44.4052 | 41.2411 | 39.4154 | 35.7812 | 34.9944 | 34.4097 | 34.3095 | 37.963 | 38.1117 | 44.7663 | 48.9822 | 67.638 | 78.4996 | 94.7377 | 101.7909 | 118.5781 | 126.0828 | 135.471 | 139.1199 | 140.5485 | 142.6076 | 143.8474 | 140.1511 | 139.4238 | 136.4367 | 135.7804 | 132.251 | 137.1213
43 | Le Fevre | H510 | FY2025 | 133.4574 | 128.8799 | 122.7428 | 116.9067 | 114.0602 | 112.7955 | 110.0396 | 112.1385 | 111.7577 | 110.5539 | 112.5712 | 105.1721 | 102.9835 | 91.0463 | 90.8202 | 80.1763 | 80.2288 | 68.1017 | 62.2292 | 45.6754 | 39.843 | 37.2374 | 35.892 | 32.2263 | 31.7503 | 31.4393 | 31.0653 | 34.7081 | 34.4883 | 41.4626 | 44.5189 | 64.5765 | 75.4381 | 92.916 | 99.5102 | 117.3315 | 124.7253 | 134.4129 | 137.9612 | 139.4898 | 141.5489 | 142.7904 | 139.0941 | 138.718 | 136.0838 | 135.7804 | 132.251 | 137.1213
43 | Le Fevre | H510 | FY2026 | 133.7477 | 129.1657 | 123.0286 | 117.1925 | 114.346 | 113.0823 | 110.3264 | 112.4243 | 112.0435 | 110.7397 | 112.757 | 104.7445 | 102.7474 | 89.8396 | 89.7466 | 77.6509 | 77.7083 | 64.5602 | 58.6877 | 40.7357 | 34.9033 | 32.7763 | 32.0008 | 28.5724 | 28.4651 | 28.4789 | 27.7802 | 31.3543 | 30.6971 | 38.2015 | 39.8819 | 61.035 | 71.8966 | 90.705 | 96.8126 | 115.94 | 123.2163 | 133.3972 | 136.8388 | 138.3674 | 140.4265 | 141.6635 | 137.9672 | 137.9698 | 135.7096 | 135.7804 | 132.251 | 137.1213
43 | Le Fevre | H510 | FY2027 | 134.045 | 129.4551 | 123.318 | 117.482 | 114.6355 | 113.3735 | 110.6176 | 112.7137 | 112.3329 | 111.0291 | 113.0464 | 104.2154 | 102.4122 | 88.2354 | 88.2771 | 75.0432 | 75.1055 | 60.3212 | 54.4488 | 35.0999 | 29.2675 | 28.1187 | 28.0779 | 24.7132 | 25.081 | 25.5135 | 24.3961 | 27.995 | 26.7742 | 34.544 | 34.4509 | 57.196 | 68.0577 | 88.3965 | 94.0112 | 114.5384 | 121.6956 | 132.2685 | 135.602 | 137.2307 | 139.2898 | 140.5189 | 136.8226 | 137.2119 | 135.3307 | 135.7804 | 132.251 | 137.1213
43 | Le Fevre | H510 | FY2028 | 134.2847 | 129.6986 | 123.5615 | 117.7254 | 114.8789 | 113.6161 | 110.8602 | 112.9572 | 112.5764 | 111.2725 | 113.2898 | 103.7067 | 102.0666 | 87 | 87.1551 | 72.5199 | 72.5864 | 56.6194 | 50.7469 | 30.0966 | 24.2642 | 23.7186 | 24.2599 | 21.0419 | 21.7863 | 22.5506 | 21.1014 | 24.9237 | 23.2562 | 31.1438 | 29.6453 | 53.7942 | 64.6558 | 86.3575 | 91.5577 | 113.2643 | 120.3213 | 131.4034 | 134.646 | 136.2747 | 138.3337 | 139.5666 | 135.8703 | 136.5746 | 135.012 | 135.7804 | 132.251 | 137.1213
44 | New Osborne | U547 | FY2019 | 131.8328 | 127.2592 | 121.1221 | 115.286 | 112.4395 | 111.1739 | 108.418 | 110.5178 | 110.137 | 109.1332 | 111.1505 | 108.0954 | 104.8212 | 98.45 | 97.4695 | 94.4639 | 94.489 | 89.3798 | 83.5073 | 74.952 | 69.1195 | 62.6315 | 57.6907 | 53.3662 | 50.5643 | 48.2043 | 49.8794 | 53.348 | 55.887 | 61.1568 | 72.8931 | 85.0546 | 95.9162 | 105.1439 | 114.4979 | 125.2199 | 133.2804 | 140.3729 | 144.5262 | 145.8548 | 147.9139 | 149.1593 | 145.463 | 142.9614 | 138.2054 | 135.7804 | 132.251 | 137.1213
44 | New Osborne | U547 | FY2020 | 132.0306 | 127.4414 | 121.3043 | 115.4682 | 112.6217 | 111.3596 | 108.6037 | 110.7 | 110.3192 | 109.3154 | 111.3327 | 107.7141 | 104.5619 | 97.0733 | 96.1775 | 92.1122 | 92.1404 | 85.7594 | 79.8869 | 70.0378 | 64.2054 | 58.8194 | 54.6626 | 50.5396 | 48.2449 | 46.3317 | 47.56 | 51.1215 | 53.0589 | 58.2446 | 68.0883 | 81.4342 | 92.2958 | 102.9644 | 112.0082 | 124.1153 | 132.1008 | 139.7254 | 143.8106 | 145.1393 | 147.1984 | 148.4282 | 144.7319 | 142.4844 | 137.9669 | 135.7804 | 132.251 | 137.1213
44 | New Osborne | U547 | FY2021 | 132.2875 | 127.6991 | 121.5619 | 115.7259 | 112.8794 | 111.6171 | 108.8612 | 110.9576 | 110.5768 | 109.573 | 111.5903 | 107.1991 | 104.2195 | 95.8476 | 95.0718 | 89.6225 | 89.6551 | 82.1776 | 76.3051 | 64.9557 | 59.1233 | 54.3284 | 50.748 | 46.7673 | 44.8455 | 43.2607 | 44.1606 | 47.6492 | 49.1443 | 54.7536 | 63.2058 | 77.9524 | 88.814 | 100.9349 | 109.5399 | 122.9017 | 130.7813 | 138.8097 | 142.7987 | 144.1274 | 146.1864 | 147.417 | 143.7207 | 141.8097 | 137.6296 | 135.7804 | 132.251 | 137.1213
44 | New Osborne | U547 | FY2022 | 132.5867 | 128.0117 | 121.8746 | 116.0385 | 113.192 | 111.9267 | 109.1709 | 111.2703 | 110.8895 | 109.8856 | 111.9029 | 106.7596 | 103.9894 | 94.659 | 94.0288 | 87.1756 | 87.2135 | 78.6975 | 72.825 | 60.1702 | 54.3378 | 50.1138 | 47.1046 | 43.1622 | 41.6098 | 40.3506 | 40.9249 | 44.444 | 45.5009 | 51.5391 | 58.6123 | 74.5723 | 85.4339 | 99.0417 | 107.1143 | 121.5359 | 129.2869 | 137.6986 | 141.5709 | 142.8996 | 144.9586 | 146.2026 | 142.5063 | 140.9912 | 137.2203 | 135.7804 | 132.251 | 137.1213
44 | New Osborne | U547 | FY2023 | 132.915 | 128.3307 | 122.1936 | 116.3576 | 113.511 | 112.2478 | 109.492 | 111.5893 | 111.2085 | 110.1047 | 112.122 | 106.2172 | 103.6608 | 93.3748 | 92.8931 | 84.8204 | 84.8636 | 75.1051 | 69.2326 | 55.1816 | 49.3492 | 45.7138 | 43.2774 | 39.4746 | 38.2928 | 37.3601 | 37.6079 | 41.1564 | 41.7737 | 48.139 | 53.8292 | 71.1799 | 82.0416 | 96.9527 | 104.4821 | 119.9524 | 127.5721 | 136.4647 | 140.2179 | 141.6466 | 143.7057 | 144.9404 | 141.2441 | 140.1559 | 136.8027 | 135.7804 | 132.251 | 137.1213
44 | New Osborne | U547 | FY2024 | 133.1896 | 128.6103 | 122.4732 | 116.6371 | 113.7906 | 112.5263 | 109.7704 | 111.8689 | 111.4881 | 110.2843 | 112.3016 | 105.5924 | 103.2233 | 92.1639 | 91.8124 | 82.3505 | 82.3984 | 71.3632 | 65.4907 | 50.2376 | 44.4052 | 41.2411 | 39.4154 | 35.7812 | 34.9944 | 34.4097 | 34.3095 | 37.963 | 38.1117 | 44.7663 | 48.9822 | 67.638 | 78.4996 | 94.7377 | 101.7909 | 118.5781 | 126.0828 | 135.471 | 139.1199 | 140.5485 | 142.6076 | 143.8474 | 140.1511 | 139.4238 | 136.4367 | 135.7804 | 132.251 | 137.1213
44 | New Osborne | U547 | FY2025 | 133.4574 | 128.8799 | 122.7428 | 116.9067 | 114.0602 | 112.7955 | 110.0396 | 112.1385 | 111.7577 | 110.5539 | 112.5712 | 105.1721 | 102.9835 | 91.0463 | 90.8202 | 80.1763 | 80.2288 | 68.1017 | 62.2292 | 45.6754 | 39.843 | 37.2374 | 35.892 | 32.2263 | 31.7503 | 31.4393 | 31.0653 | 34.7081 | 34.4883 | 41.4626 | 44.5189 | 64.5765 | 75.4381 | 92.916 | 99.5102 | 117.3315 | 124.7253 | 134.4129 | 137.9612 | 139.4898 | 141.5489 | 142.7904 | 139.0941 | 138.718 | 136.0838 | 135.7804 | 132.251 | 137.1213
44 | New Osborne | U547 | FY2026 | 133.7477 | 129.1657 | 123.0286 | 117.1925 | 114.346 | 113.0823 | 110.3264 | 112.4243 | 112.0435 | 110.7397 | 112.757 | 104.7445 | 102.7474 | 89.8396 | 89.7466 | 77.6509 | 77.7083 | 64.5602 | 58.6877 | 40.7357 | 34.9033 | 32.7763 | 32.0008 | 28.5724 | 28.4651 | 28.4789 | 27.7802 | 31.3543 | 30.6971 | 38.2015 | 39.8819 | 61.035 | 71.8966 | 90.705 | 96.8126 | 115.94 | 123.2163 | 133.3972 | 136.8388 | 138.3674 | 140.4265 | 141.6635 | 137.9672 | 137.9698 | 135.7096 | 135.7804 | 132.251 | 137.1213
44 | New Osborne | U547 | FY2027 | 134.045 | 129.4551 | 123.318 | 117.482 | 114.6355 | 113.3735 | 110.6176 | 112.7137 | 112.3329 | 111.0291 | 113.0464 | 104.2154 | 102.4122 | 88.2354 | 88.2771 | 75.0432 | 75.1055 | 60.3212 | 54.4488 | 35.0999 | 29.2675 | 28.1187 | 28.0779 | 24.7132 | 25.081 | 25.5135 | 24.3961 | 27.995 | 26.7742 | 34.544 | 34.4509 | 57.196 | 68.0577 | 88.3965 | 94.0112 | 114.5384 | 121.6956 | 132.2685 | 135.602 | 137.2307 | 139.2898 | 140.5189 | 136.8226 | 137.2119 | 135.3307 | 135.7804 | 132.251 | 137.1213
44 | New Osborne | U547 | FY2028 | 134.2847 | 129.6986 | 123.5615 | 117.7254 | 114.8789 | 113.6161 | 110.8602 | 112.9572 | 112.5764 | 111.2725 | 113.2898 | 103.7067 | 102.0666 | 87 | 87.1551 | 72.5199 | 72.5864 | 56.6194 | 50.7469 | 30.0966 | 24.2642 | 23.7186 | 24.2599 | 21.0419 | 21.7863 | 22.5506 | 21.1014 | 24.9237 | 23.2562 | 31.1438 | 29.6453 | 53.7942 | 64.6558 | 86.3575 | 91.5577 | 113.2643 | 120.3213 | 131.4034 | 134.646 | 136.2747 | 138.3337 | 139.5666 | 135.8703 | 136.5746 | 135.012 | 135.7804 | 132.251 | 137.1213
45 | Torrens Island A | H255 | FY2019 | 131.8328 | 127.2592 | 121.1221 | 115.286 | 112.4395 | 111.1739 | 108.418 | 110.5178 | 110.137 | 109.1332 | 111.1505 | 108.0954 | 104.8212 | 98.45 | 97.4695 | 94.4639 | 94.489 | 89.3798 | 83.5073 | 74.952 | 69.1195 | 62.6315 | 57.6907 | 53.3662 | 50.5643 | 48.2043 | 49.8794 | 53.348 | 55.887 | 61.1568 | 72.8931 | 85.0546 | 95.9162 | 105.1439 | 114.4979 | 125.2199 | 133.2804 | 140.3729 | 144.5262 | 145.8548 | 147.9139 | 149.1593 | 145.463 | 142.9614 | 138.2054 | 135.7804 | 132.251 | 137.1213
45 | Torrens Island A | H255 | FY2020 | 132.0306 | 127.4414 | 121.3043 | 115.4682 | 112.6217 | 111.3596 | 108.6037 | 110.7 | 110.3192 | 109.3154 | 111.3327 | 107.7141 | 104.5619 | 97.0733 | 96.1775 | 92.1122 | 92.1404 | 85.7594 | 79.8869 | 70.0378 | 64.2054 | 58.8194 | 54.6626 | 50.5396 | 48.2449 | 46.3317 | 47.56 | 51.1215 | 53.0589 | 58.2446 | 68.0883 | 81.4342 | 92.2958 | 102.9644 | 112.0082 | 124.1153 | 132.1008 | 139.7254 | 143.8106 | 145.1393 | 147.1984 | 148.4282 | 144.7319 | 142.4844 | 137.9669 | 135.7804 | 132.251 | 137.1213
45 | Torrens Island A | H255 | FY2021 | 132.2875 | 127.6991 | 121.5619 | 115.7259 | 112.8794 | 111.6171 | 108.8612 | 110.9576 | 110.5768 | 109.573 | 111.5903 | 107.1991 | 104.2195 | 95.8476 | 95.0718 | 89.6225 | 89.6551 | 82.1776 | 76.3051 | 64.9557 | 59.1233 | 54.3284 | 50.748 | 46.7673 | 44.8455 | 43.2607 | 44.1606 | 47.6492 | 49.1443 | 54.7536 | 63.2058 | 77.9524 | 88.814 | 100.9349 | 109.5399 | 122.9017 | 130.7813 | 138.8097 | 142.7987 | 144.1274 | 146.1864 | 147.417 | 143.7207 | 141.8097 | 137.6296 | 135.7804 | 132.251 | 137.1213
45 | Torrens Island A | H255 | FY2022 | 132.5867 | 128.0117 | 121.8746 | 116.0385 | 113.192 | 111.9267 | 109.1709 | 111.2703 | 110.8895 | 109.8856 | 111.9029 | 106.7596 | 103.9894 | 94.659 | 94.0288 | 87.1756 | 87.2135 | 78.6975 | 72.825 | 60.1702 | 54.3378 | 50.1138 | 47.1046 | 43.1622 | 41.6098 | 40.3506 | 40.9249 | 44.444 | 45.5009 | 51.5391 | 58.6123 | 74.5723 | 85.4339 | 99.0417 | 107.1143 | 121.5359 | 129.2869 | 137.6986 | 141.5709 | 142.8996 | 144.9586 | 146.2026 | 142.5063 | 140.9912 | 137.2203 | 135.7804 | 132.251 | 137.1213
45 | Torrens Island A | H255 | FY2023 | 132.915 | 128.3307 | 122.1936 | 116.3576 | 113.511 | 112.2478 | 109.492 | 111.5893 | 111.2085 | 110.1047 | 112.122 | 106.2172 | 103.6608 | 93.3748 | 92.8931 | 84.8204 | 84.8636 | 75.1051 | 69.2326 | 55.1816 | 49.3492 | 45.7138 | 43.2774 | 39.4746 | 38.2928 | 37.3601 | 37.6079 | 41.1564 | 41.7737 | 48.139 | 53.8292 | 71.1799 | 82.0416 | 96.9527 | 104.4821 | 119.9524 | 127.5721 | 136.4647 | 140.2179 | 141.6466 | 143.7057 | 144.9404 | 141.2441 | 140.1559 | 136.8027 | 135.7804 | 132.251 | 137.1213
45 | Torrens Island A | H255 | FY2024 | 133.1896 | 128.6103 | 122.4732 | 116.6371 | 113.7906 | 112.5263 | 109.7704 | 111.8689 | 111.4881 | 110.2843 | 112.3016 | 105.5924 | 103.2233 | 92.1639 | 91.8124 | 82.3505 | 82.3984 | 71.3632 | 65.4907 | 50.2376 | 44.4052 | 41.2411 | 39.4154 | 35.7812 | 34.9944 | 34.4097 | 34.3095 | 37.963 | 38.1117 | 44.7663 | 48.9822 | 67.638 | 78.4996 | 94.7377 | 101.7909 | 118.5781 | 126.0828 | 135.471 | 139.1199 | 140.5485 | 142.6076 | 143.8474 | 140.1511 | 139.4238 | 136.4367 | 135.7804 | 132.251 | 137.1213
45 | Torrens Island A | H255 | FY2025 | 133.4574 | 128.8799 | 122.7428 | 116.9067 | 114.0602 | 112.7955 | 110.0396 | 112.1385 | 111.7577 | 110.5539 | 112.5712 | 105.1721 | 102.9835 | 91.0463 | 90.8202 | 80.1763 | 80.2288 | 68.1017 | 62.2292 | 45.6754 | 39.843 | 37.2374 | 35.892 | 32.2263 | 31.7503 | 31.4393 | 31.0653 | 34.7081 | 34.4883 | 41.4626 | 44.5189 | 64.5765 | 75.4381 | 92.916 | 99.5102 | 117.3315 | 124.7253 | 134.4129 | 137.9612 | 139.4898 | 141.5489 | 142.7904 | 139.0941 | 138.718 | 136.0838 | 135.7804 | 132.251 | 137.1213
45 | Torrens Island A | H255 | FY2026 | 133.7477 | 129.1657 | 123.0286 | 117.1925 | 114.346 | 113.0823 | 110.3264 | 112.4243 | 112.0435 | 110.7397 | 112.757 | 104.7445 | 102.7474 | 89.8396 | 89.7466 | 77.6509 | 77.7083 | 64.5602 | 58.6877 | 40.7357 | 34.9033 | 32.7763 | 32.0008 | 28.5724 | 28.4651 | 28.4789 | 27.7802 | 31.3543 | 30.6971 | 38.2015 | 39.8819 | 61.035 | 71.8966 | 90.705 | 96.8126 | 115.94 | 123.2163 | 133.3972 | 136.8388 | 138.3674 | 140.4265 | 141.6635 | 137.9672 | 137.9698 | 135.7096 | 135.7804 | 132.251 | 137.1213
45 | Torrens Island A | H255 | FY2027 | 134.045 | 129.4551 | 123.318 | 117.482 | 114.6355 | 113.3735 | 110.6176 | 112.7137 | 112.3329 | 111.0291 | 113.0464 | 104.2154 | 102.4122 | 88.2354 | 88.2771 | 75.0432 | 75.1055 | 60.3212 | 54.4488 | 35.0999 | 29.2675 | 28.1187 | 28.0779 | 24.7132 | 25.081 | 25.5135 | 24.3961 | 27.995 | 26.7742 | 34.544 | 34.4509 | 57.196 | 68.0577 | 88.3965 | 94.0112 | 114.5384 | 121.6956 | 132.2685 | 135.602 | 137.2307 | 139.2898 | 140.5189 | 136.8226 | 137.2119 | 135.3307 | 135.7804 | 132.251 | 137.1213
45 | Torrens Island A | H255 | FY2028 | 134.2847 | 129.6986 | 123.5615 | 117.7254 | 114.8789 | 113.6161 | 110.8602 | 112.9572 | 112.5764 | 111.2725 | 113.2898 | 103.7067 | 102.0666 | 87 | 87.1551 | 72.5199 | 72.5864 | 56.6194 | 50.7469 | 30.0966 | 24.2642 | 23.7186 | 24.2599 | 21.0419 | 21.7863 | 22.5506 | 21.1014 | 24.9237 | 23.2562 | 31.1438 | 29.6453 | 53.7942 | 64.6558 | 86.3575 | 91.5577 | 113.2643 | 120.3213 | 131.4034 | 134.646 | 136.2747 | 138.3337 | 139.5666 | 135.8703 | 136.5746 | 135.012 | 135.7804 | 132.251 | 137.1213
46 | Whyalla Central | T575 | FY2019 | 7.7184 | 5.936 | 5.4717 | 5.2777 | 5.083 | 5.2061 | 5.0981 | 4.7485 | 4.7796 | 4.8132 | 4.7567 | 1.5891 | 3.1225 | 3.6221 | 4.7562 | 9.3048 | 10.3308 | 4.1898 | 4.2446 | 4.5584 | 4.5289 | 6.193 | 6.2072 | 6.4771 | 6.2531 | 5.479 | 5.9517 | 5.8133 | 5.5722 | 5.3679 | 4.2018 | 3.1206 | 3.3991 | 6.0922 | 3.9529 | 1.4402 | 1.8343 | 2.1099 | 2.8621 | 2.9021 | 2.5962 | 0.71697 | -1.7623 | 1.6656 | 3.8389 | 5.9126 | 5.0749 | 4.7746
46 | Whyalla Central | T575 | FY2020 | 7.8831 | 5.9852 | 5.5208 | 5.3269 | 5.1322 | 5.2809 | 5.1729 | 4.7977 | 4.8288 | 4.8623 | 4.8059 | 1.5672 | 3.1335 | 3.6554 | 4.8124 | 9.7995 | 10.8263 | 4.1539 | 4.2087 | 4.5688 | 4.5393 | 6.2727 | 6.2869 | 6.5568 | 6.3328 | 5.5587 | 6.0314 | 5.893 | 5.6519 | 5.4476 | 4.2815 | 3.0848 | 3.3633 | 6.1247 | 3.9016 | 1.304 | 1.6778 | 1.9351 | 4.4185 | 5.1833 | 5.4335 | 3.9075 | 1.8414 | 5.0361 | 6.805 | 8.3869 | 6.8245 | 4.7746
46 | Whyalla Central | T575 | FY2021 | 8.0886 | 6.0761 | 5.6117 | 5.4178 | 5.2231 | 5.3973 | 5.2893 | 4.8886 | 4.9197 | 4.9532 | 4.8968 | 1.5266 | 3.1539 | 3.7169 | 4.9162 | 10.3578 | 11.3861 | 4.1866 | 4.2414 | 4.6473 | 4.6178 | 6.42 | 6.4342 | 6.7041 | 6.4801 | 5.706 | 6.1787 | 6.0402 | 5.7992 | 5.5949 | 4.4288 | 3.2734 | 3.6165 | 6.4549 | 4.1189 | 1.401 | 1.7006 | 1.8822 | 4.2821 | 4.9822 | 5.0765 | 3.436 | 1.3698 | 4.7981 | 6.686 | 8.3869 | 6.8245 | 4.7746
46 | Whyalla Central | T575 | FY2022 | 8.3411 | 6.217 | 5.7527 | 5.5587 | 5.364 | 5.563 | 5.455 | 5.0295 | 5.0606 | 5.0942 | 5.0377 | 1.4637 | 3.1854 | 3.8122 | 5.0771 | 10.9856 | 12.0163 | 4.3033 | 4.3581 | 4.8086 | 4.7791 | 6.6483 | 6.6625 | 6.9324 | 6.7084 | 5.9343 | 6.407 | 6.2685 | 6.0275 | 5.8232 | 4.6571 | 3.3901 | 3.7332 | 6.5482 | 3.9722 | 1.0107 | 1.2524 | 1.3814 | 3.8534 | 4.6052 | 4.7391 | 3.0204 | 0.98361 | 4.6786 | 6.7176 | 8.5633 | 6.9492 | 4.7746
46 | Whyalla Central | T575 | FY2023 | 8.6447 | 6.4082 | 5.9439 | 5.7499 | 5.5552 | 5.7792 | 5.6712 | 5.2207 | 5.2518 | 5.2854 | 5.229 | 1.3784 | 3.2281 | 3.9416 | 5.2955 | 11.6965 | 12.7305 | 4.5008 | 4.5556 | 5.051 | 5.0215 | 6.9581 | 6.9723 | 7.2422 | 7.0182 | 6.2441 | 6.7168 | 6.5783 | 6.3373 | 6.133 | 4.9669 | 3.5875 | 3.9307 | 6.6747 | 3.773 | 0.48113 | 0.64414 | 0.70174 | 3.2967 | 4.129 | 4.3246 | 2.5456 | 0.55474 | 4.5665 | 6.8037 | 8.8381 | 7.1435 | 4.7746
46 | Whyalla Central | T575 | FY2024 | 8.9898 | 6.6427 | 6.1783 | 5.9843 | 5.7896 | 6.0382 | 5.9302 | 5.4552 | 5.4863 | 5.5198 | 5.4634 | 1.2738 | 3.2805 | 4.1001 | 5.5631 | 12.4707 | 13.5087 | 4.7699 | 4.8247 | 5.3644 | 5.3349 | 7.3379 | 7.3521 | 7.622 | 7.398 | 6.6239 | 7.0966 | 6.9581 | 6.7171 | 6.5128 | 5.3467 | 3.8567 | 4.1998 | 6.8297 | 3.5289 | -0.16808 | -0.10151 | -0.13141 | 2.6481 | 3.593 | 3.8751 | 2.0583 | 0.13163 | 4.4968 | 6.968 | 9.2227 | 7.4155 | 4.7746
46 | Whyalla Central | T575 | FY2025 | 9.3763 | 6.9192 | 6.4548 | 6.2608 | 6.0661 | 6.3392 | 6.2312 | 5.7317 | 5.7628 | 5.7963 | 5.7399 | 1.1503 | 3.3423 | 4.2871 | 5.8789 | 13.31 | 14.3527 | 5.1079 | 5.1627 | 5.7464 | 5.7169 | 7.7859 | 7.8001 | 8.07 | 7.846 | 7.0718 | 7.5446 | 7.4061 | 7.1651 | 6.9608 | 5.7947 | 4.1947 | 4.5378 | 7.3792 | 3.7594 | -0.29886 | -0.2478 | -0.29436 | 2.2954 | 3.1421 | 3.3076 | 1.229 | -1.0643 | 3.7728 | 6.606 | 9.2227 | 7.4155 | 4.7746
46 | Whyalla Central | T575 | FY2026 | 9.8051 | 7.2383 | 6.7739 | 6.58 | 6.3853 | 6.6827 | 6.5747 | 6.0508 | 6.0819 | 6.1154 | 6.059 | 1.0079 | 3.4137 | 4.503 | 6.2433 | 14.2167 | 15.2647 | 5.5151 | 5.57 | 6.1975 | 6.1681 | 8.3029 | 8.3171 | 8.587 | 8.363 | 7.5889 | 8.0616 | 7.9231 | 7.6821 | 7.4778 | 6.3117 | 4.6019 | 4.945 | 7.5903 | 3.4271 | -1.1826 | -1.2628 | -1.4285 | 1.8061 | 2.9693 | 3.3777 | 1.394 | -0.71891 | 4.4653 | 7.5116 | 10.3032 | 8.1795 | 4.7746
46 | Whyalla Central | T575 | FY2027 | 10.2766 | 7.5998 | 7.1354 | 6.9414 | 6.7468 | 7.0686 | 6.9606 | 6.4123 | 6.4434 | 6.4769 | 6.4205 | 0.8466 | 3.4945 | 4.7475 | 6.6561 | 15.1922 | 16.2464 | 5.9908 | 6.0456 | 6.7172 | 6.6877 | 8.8886 | 8.9027 | 9.1726 | 8.9486 | 8.1745 | 8.6473 | 8.5088 | 8.2678 | 8.0635 | 6.8974 | 5.0776 | 5.4207 | 8.5312 | 4.043 | -0.96835 | -1.0092 | -1.1442 | 1.7898 | 2.765 | 2.9503 | 0.56602 | -2.2486 | 3.5188 | 7.0383 | 10.3032 | 8.1795 | 4.7746
46 | Whyalla Central | T575 | FY2028 | 10.7811 | 7.9958 | 7.5314 | 7.3374 | 7.1427 | 7.4887 | 7.3807 | 6.8083 | 6.8394 | 6.8729 | 6.8165 | 0.66986 | 3.583 | 5.0154 | 7.1083 | 16.2175 | 17.2783 | 6.524 | 6.5788 | 7.2937 | 7.2643 | 9.5301 | 9.5443 | 9.8142 | 9.5902 | 8.8161 | 9.2888 | 9.1504 | 8.9093 | 8.705 | 7.5389 | 5.6107 | 5.9539 | 8.7931 | 3.6307 | -2.065 | -2.2688 | -2.5516 | 1.2825 | 2.6917 | 3.2101 | 0.99816 | -1.5691 | 4.5778 | 8.3349 | 11.7851 | 9.2274 | 4.7746
47 | Wudinna | T320 | FY2019 | 6.2783 | 5.4159 | 4.7973 | 4.4957 | 4.3034 | 4.164 | 4.0508 | 3.9185 | 3.8631 | 3.7907 | 3.7859 | 3.9231 | 4.0678 | 4.0563 | 3.9031 | 3.8088 | 3.5758 | 3.2133 | 2.9048 | 2.2928 | 1.4804 | 1.2055 | 0.7561 | 0.49392 | 0.14888 | 0.055266 | -0.035816 | -0.20867 | -0.097428 | 0.19768 | 0.53144 | 1.0735 | 1.5579 | 1.9148 | 2.5442 | 3.2666 | 3.9702 | 4.518 | 4.9361 | 5.1369 | 5.2942 | 5.2723 | 5.115 | 4.9826 | 4.853 | 5.1273 | 5.1156 | 6.9209
47 | Wudinna | T320 | FY2020 | 6.2835 | 5.4213 | 4.8028 | 4.5011 | 4.3089 | 4.1694 | 4.0561 | 3.9239 | 3.8686 | 3.7962 | 3.7913 | 3.9207 | 4.069 | 3.9599 | 3.8093 | 3.6166 | 3.3837 | 2.9224 | 2.6139 | 2.0018 | 1.1894 | 0.91431 | 0.46491 | 0.23576 | -0.095593 | -0.17871 | -0.26094 | -0.326 | -0.22255 | 0.0637 | 0.38696 | 0.91564 | 1.3669 | 1.8184 | 2.4385 | 3.1515 | 3.8529 | 4.4987 | 4.9148 | 5.1156 | 5.2729 | 5.2512 | 5.0939 | 4.9683 | 4.8459 | 5.1273 | 5.1156 | 6.9209
47 | Wudinna | T320 | FY2021 | 6.2909 | 5.429 | 4.8105 | 4.5088 | 4.3165 | 4.177 | 4.0638 | 3.9316 | 3.8763 | 3.8038 | 3.799 | 3.9172 | 4.0708 | 3.9651 | 3.8181 | 3.428 | 3.1952 | 2.7351 | 2.4266 | 1.7144 | 0.90199 | 0.62675 | 0.17735 | 0.090761 | -0.22297 | -0.39256 | -0.46339 | -0.5184 | -0.425 | -0.050151 | 0.25959 | 0.87089 | 1.2796 | 1.7235 | 2.3305 | 3.1302 | 3.8285 | 4.4714 | 4.8846 | 5.0854 | 5.2427 | 5.2213 | 5.0639 | 4.9482 | 4.8358 | 5.1273 | 5.1156 | 6.9209
47 | Wudinna | T320 | FY2022 | 6.2995 | 5.4381 | 4.8196 | 4.5179 | 4.3257 | 4.186 | 4.0728 | 3.9407 | 3.8854 | 3.813 | 3.8081 | 3.9132 | 4.0728 | 3.8713 | 3.7285 | 3.2404 | 3.0078 | 2.4506 | 2.142 | 1.4296 | 0.6172 | 0.34158 | -0.10782 | -0.14842 | -0.4431 | -0.59807 | -0.65658 | -0.70073 | -0.61819 | -0.15566 | 0.13946 | 0.73234 | 1.0951 | 1.6296 | 2.221 | 3.1049 | 3.7994 | 4.4389 | 4.8487 | 5.0495 | 5.2068 | 5.186 | 5.0286 | 4.9243 | 4.8238 | 5.1273 | 5.1156 | 6.9209
47 | Wudinna | T320 | FY2023 | 6.3086 | 5.4473 | 4.8287 | 4.5271 | 4.3348 | 4.1951 | 4.0819 | 3.9499 | 3.8945 | 3.8221 | 3.8173 | 3.9091 | 4.0748 | 3.7775 | 3.6389 | 3.0552 | 2.8227 | 2.1653 | 1.8568 | 1.0443 | 0.23197 | 0.056381 | -0.39302 | -0.43459 | -0.72967 | -0.78495 | -0.84371 | -0.8881 | -0.80533 | -0.44254 | -0.14711 | 0.54613 | 0.90985 | 1.5356 | 2.1115 | 3.0796 | 3.7703 | 4.4064 | 4.8128 | 5.0136 | 5.1709 | 5.15 | 4.9927 | 4.9003 | 4.8119 | 5.1273 | 5.1156 | 6.9209
47 | Wudinna | T320 | FY2024 | 6.316 | 5.455 | 4.8365 | 4.5348 | 4.3426 | 4.2028 | 4.0896 | 3.9576 | 3.9023 | 3.8299 | 3.8251 | 3.9056 | 4.0766 | 3.6828 | 3.5478 | 2.9663 | 2.734 | 1.8783 | 1.5698 | 0.75716 | -0.055204 | -0.23102 | -0.68042 | -0.67612 | -0.95221 | -0.99291 | -1.0394 | -1.0729 | -1.001 | -0.5505 | -0.26965 | 0.40497 | 0.72283 | 1.4407 | 2.0034 | 2.958 | 3.6456 | 4.3788 | 4.7822 | 4.983 | 5.1404 | 5.1199 | 4.9626 | 4.88 | 4.8017 | 5.1273 | 5.1156 | 6.9209
47 | Wudinna | T320 | FY2025 | 6.3226 | 5.462 | 4.8435 | 4.5418 | 4.3496 | 4.2097 | 4.0965 | 3.9646 | 3.9093 | 3.8368 | 3.832 | 3.9025 | 4.0781 | 3.6875 | 3.5558 | 2.7759 | 2.5437 | 1.69 | 1.3814 | 0.46867 | -0.34369 | -0.51976 | -0.96916 | -0.81897 | -1.076 | -1.2022 | -1.2363 | -1.259 | -1.1979 | -0.65974 | -0.39348 | 0.36254 | 0.63451 | 1.3453 | 1.8962 | 2.9388 | 3.6235 | 4.3541 | 4.7549 | 4.9557 | 5.1131 | 5.093 | 4.9357 | 4.8618 | 4.7926 | 5.1273 | 5.1156 | 6.9209
47 | Wudinna | T320 | FY2026 | 6.3296 | 5.4692 | 4.8507 | 4.549 | 4.3568 | 4.2169 | 4.1037 | 3.9718 | 3.9165 | 3.8441 | 3.8392 | 3.8993 | 4.0798 | 3.5924 | 3.464 | 2.5868 | 2.3547 | 1.4019 | 1.0933 | 0.1805 | -0.63186 | -0.80805 | -1.0294 | -0.99966 | -1.2733 | -1.4066 | -1.4445 | -1.4718 | -1.4211 | -0.89779 | -0.65768 | -0.040486 | 0.44642 | 1.2501 | 1.7886 | 2.9188 | 3.6005 | 4.3284 | 4.7266 | 4.9274 | 5.0847 | 5.0648 | 4.9075 | 4.8429 | 4.7831 | 5.1273 | 5.1156 | 6.9209
47 | Wudinna | T320 | FY2027 | 6.3365 | 5.4762 | 4.8577 | 4.556 | 4.3638 | 4.2239 | 4.1107 | 3.9788 | 3.9235 | 3.8511 | 3.8463 | 3.8962 | 4.0813 | 3.4971 | 3.372 | 2.3976 | 2.1656 | 1.1134 | 0.80485 | -0.20805 | -1.0204 | -1.0967 | -1.272 | -1.2232 | -1.4822 | -1.6032 | -1.6303 | -1.6685 | -1.6301 | -1.1214 | -0.90031 | -0.22899 | 0.25792 | 1.0548 | 1.5813 | 2.8993 | 3.5782 | 4.3034 | 4.699 | 4.8998 | 5.0571 | 5.0374 | 4.88 | 4.8245 | 4.7739 | 5.1273 | 5.1156 | 6.9209
47 | Wudinna | T320 | FY2028 | 6.3416 | 5.4818 | 4.8632 | 4.5616 | 4.3693 | 4.2293 | 4.1161 | 3.9844 | 3.929 | 3.8566 | 3.8518 | 3.8937 | 4.0826 | 3.4008 | 3.2783 | 2.2049 | 1.973 | 0.82277 | 0.51424 | -0.49883 | -1.3112 | -1.3877 | -1.5159 | -1.3476 | -1.5916 | -1.8 | -1.816 | -1.8652 | -1.8395 | -1.2458 | -1.0442 | -0.4196 | 0.067307 | 0.95842 | 1.4756 | 2.784 | 3.4606 | 4.2838 | 4.6773 | 4.8781 | 5.0354 | 5.0161 | 4.8588 | 4.81 | 4.7667 | 5.1273 | 5.1156 | 6.9209
48 | Yadnarie | T262 | FY2019 | 4.831 | 4.2763 | 3.689 | 3.2898 | 3.0449 | 2.8632 | 2.7738 | 2.6528 | 2.7077 | 2.7429 | 2.722 | 2.8425 | 2.995 | 3.2909 | 3.6625 | 3.7903 | 3.5723 | 3.0109 | 2.4635 | 1.9342 | 1.5549 | 1.1078 | 0.77765 | 0.86319 | 0.83352 | 0.84616 | 0.82782 | 1.2396 | 1.607 | -0.20588 | 1.0381 | 1.3026 | 1.6288 | 2.2034 | 2.7103 | 3.1691 | 3.7074 | 4.3056 | 4.26 | 4.1758 | 4.1016 | 4.0214 | 4.0705 | 3.986 | 3.7351 | 3.5215 | 3.4284 | 5.1377
48 | Yadnarie | T262 | FY2020 | 4.8338 | 4.2793 | 3.692 | 3.2928 | 3.0479 | 2.8662 | 2.7768 | 2.6558 | 2.7108 | 2.746 | 2.7251 | 2.8411 | 2.9957 | 3.2929 | 3.666 | 3.6944 | 3.4764 | 2.8161 | 2.2686 | 1.7393 | 1.3599 | 0.91275 | 0.58258 | 0.66812 | 0.63845 | 0.70194 | 0.70466 | 1.1326 | 1.5136 | -0.28724 | 0.94477 | 1.2959 | 1.6058 | 2.2563 | 2.7071 | 3.1607 | 3.6977 | 4.2948 | 4.2481 | 4.1638 | 4.0896 | 4.0097 | 4.0587 | 3.978 | 3.7311 | 3.5215 | 3.4284 | 5.1377
48 | Yadnarie | T262 | FY2021 | 4.8379 | 4.2836 | 3.6963 | 3.2971 | 3.0522 | 2.8705 | 2.7811 | 2.6601 | 2.7151 | 2.7503 | 2.7294 | 2.8392 | 2.9966 | 3.2958 | 3.6709 | 3.7006 | 3.4827 | 2.7232 | 2.1757 | 1.5463 | 1.167 | 0.71971 | 0.38954 | 0.37508 | 0.3454 | 0.49083 | 0.48608 | 0.90825 | 1.2845 | -0.42068 | 0.81561 | 1.2717 | 1.5874 | 2.2411 | 2.7027 | 3.1488 | 3.6841 | 4.2795 | 4.2312 | 4.147 | 4.0728 | 3.993 | 4.0421 | 3.9668 | 3.7255 | 3.5215 | 3.4284 | 5.1377
48 | Yadnarie | T262 | FY2022 | 4.8426 | 4.2887 | 3.7014 | 3.3022 | 3.0573 | 2.8755 | 2.7861 | 2.6652 | 2.7202 | 2.7554 | 2.7345 | 2.8369 | 2.9978 | 3.2993 | 3.6767 | 3.6075 | 3.3896 | 2.5318 | 1.9844 | 1.3548 | 0.9755 | 0.52797 | 0.1978 | 0.18334 | 0.15367 | 0.32829 | 0.33563 | 0.76708 | 1.1511 | -0.54712 | 0.68227 | 1.2309 | 1.5374 | 2.2736 | 2.6973 | 3.1347 | 3.6679 | 4.2614 | 4.2112 | 4.1269 | 4.0527 | 3.9734 | 4.0224 | 3.9534 | 3.7188 | 3.5215 | 3.4284 | 5.1377
48 | Yadnarie | T262 | FY2023 | 4.8477 | 4.2938 | 3.7065 | 3.3073 | 3.0624 | 2.8806 | 2.7912 | 2.6703 | 2.7252 | 2.7605 | 2.7396 | 2.8347 | 2.9989 | 3.3027 | 3.6825 | 3.5156 | 3.2979 | 2.4401 | 1.8926 | 1.1631 | 0.78372 | 0.3362 | 0.0060273 | -0.0084307 | -0.038107 | 0.11945 | 0.11972 | 0.54575 | 0.92523 | -0.67706 | 0.55636 | 1.1096 | 1.4214 | 2.2599 | 2.6921 | 3.1206 | 3.6517 | 4.2433 | 4.1912 | 4.107 | 4.0328 | 3.9534 | 4.0024 | 3.9401 | 3.7122 | 3.5215 | 3.4284 | 5.1377
48 | Yadnarie | T262 | FY2024 | 4.8518 | 4.2981 | 3.7108 | 3.3116 | 3.0667 | 2.8848 | 2.7954 | 2.6746 | 2.7295 | 2.7648 | 2.7439 | 2.8328 | 2.9999 | 3.3056 | 3.6875 | 3.4217 | 3.204 | 2.2473 | 1.6998 | 0.97016 | 0.59083 | 0.14317 | -0.187 | -0.20146 | -0.23113 | -0.04458 | -0.0323 | 0.40294 | 0.79019 | -0.80525 | 0.42132 | 1.067 | 1.3697 | 2.2918 | 2.6876 | 3.1087 | 3.638 | 4.228 | 4.1743 | 4.0901 | 4.0159 | 3.9367 | 3.9858 | 3.9289 | 3.7065 | 3.5215 | 3.4284 | 5.1377
48 | Yadnarie | T262 | FY2025 | 4.8553 | 4.3018 | 3.7145 | 3.3153 | 3.0704 | 2.8885 | 2.7991 | 2.6783 | 2.7333 | 2.7685 | 2.7476 | 2.8311 | 3.0007 | 3.3082 | 3.6917 | 3.4267 | 3.2091 | 2.1536 | 1.6062 | 0.87641 | 0.49708 | -0.050748 | -0.38092 | -0.39538 | -0.42505 | -0.25422 | -0.24845 | 0.2818 | 0.66483 | -0.93432 | 0.29597 | 1.0461 | 1.3538 | 2.1785 | 2.5837 | 3.0983 | 3.6261 | 4.2147 | 4.1596 | 4.0753 | 4.0012 | 3.9223 | 3.9713 | 3.9191 | 3.7016 | 3.5215 | 3.4284 | 5.1377
48 | Yadnarie | T262 | FY2026 | 4.859 | 4.3057 | 3.7184 | 3.3192 | 3.0743 | 2.8924 | 2.8029 | 2.6822 | 2.7372 | 2.7724 | 2.7515 | 2.8294 | 3.0016 | 3.3108 | 3.6962 | 3.3324 | 3.1148 | 2.0601 | 1.5126 | 0.6828 | 0.30346 | -0.24446 | -0.57463 | -0.58909 | -0.61876 | -0.46354 | -0.46424 | 0.061042 | 0.43989 | -1.0629 | 0.17102 | 0.92555 | 1.2382 | 2.1655 | 2.5796 | 3.0875 | 3.6137 | 4.2009 | 4.1443 | 4.0601 | 3.9859 | 3.9072 | 3.9562 | 3.9089 | 3.6965 | 3.5215 | 3.4284 | 5.1377
48 | Yadnarie | T262 | FY2027 | 4.8626 | 4.3095 | 3.7221 | 3.3229 | 3.078 | 2.8961 | 2.8066 | 2.6859 | 2.7409 | 2.7761 | 2.7552 | 2.8277 | 3.0024 | 3.3133 | 3.7004 | 3.2379 | 3.0205 | 1.8662 | 1.3188 | 0.4889 | 0.10957 | -0.53842 | -0.86859 | -0.88305 | -0.91273 | -0.72839 | -0.71702 | -0.082483 | 0.30417 | -1.1918 | 0.035303 | 0.88214 | 1.1855 | 2.1971 | 2.5757 | 3.0772 | 3.6019 | 4.1877 | 4.1297 | 4.0455 | 3.9713 | 3.8927 | 3.9417 | 3.8991 | 3.6917 | 3.5215 | 3.4284 | 5.1377
48 | Yadnarie | T262 | FY2028 | 4.8652 | 4.3123 | 3.725 | 3.3258 | 3.0809 | 2.8989 | 2.8095 | 2.6888 | 2.7438 | 2.779 | 2.7581 | 2.8264 | 3.003 | 3.3153 | 3.7037 | 3.2415 | 3.0241 | 1.6712 | 1.1237 | 0.29373 | -0.085606 | -0.73377 | -1.0639 | -1.0784 | -1.1081 | -0.89395 | -0.87024 | -0.22624 | 0.1684 | -1.3205 | -0.10047 | 0.83867 | 1.1326 | 2.2288 | 2.5728 | 3.0693 | 3.5928 | 4.1774 | 4.1184 | 4.0342 | 3.96 | 3.8817 | 3.9307 | 3.8916 | 3.6879 | 3.5215 | 3.4284 | 5.1377
49 | Bungama | H396 | FY2019 | 25.4849 | 23.8593 | 21.4358 | 20.3888 | 19.3013 | 18.6581 | 17.8589 | 17.3987 | 17.0883 | 16.9549 | 16.9272 | 17.1374 | 17.4638 | 17.7677 | 18.0447 | 19.0951 | 18.4936 | 14.921 | 11.315 | 8.5479 | 3.8652 | 1.388 | -0.21184 | -1.6579 | -2.5776 | -1.7625 | -0.92258 | -0.15342 | 1.4229 | 5.1279 | 6.2272 | 8.1414 | 10.7149 | 14.8251 | 20.5112 | 24.5165 | 26.7297 | 27.9132 | 28.055 | 27.7196 | 27.534 | 26.7661 | 26.6127 | 25.851 | 25.1888 | 24.5362 | 23.9216 | 27.7929
49 | Bungama | H396 | FY2020 | 25.5139 | 23.8881 | 21.4646 | 20.4176 | 19.33 | 18.6869 | 17.8878 | 17.4274 | 17.117 | 16.9837 | 16.956 | 17.1246 | 17.4702 | 17.7872 | 18.0776 | 19.0423 | 18.4413 | 14.6673 | 11.0612 | 8.1943 | 3.5132 | 1.0369 | -0.56241 | -2.0081 | -2.9274 | -2.1126 | -1.2731 | -0.50451 | 1.0711 | 4.8745 | 5.9738 | 8.0877 | 10.6612 | 14.8442 | 20.4813 | 24.4369 | 26.6382 | 27.8109 | 27.942 | 27.6067 | 27.4211 | 26.6529 | 26.4994 | 25.7757 | 25.1512 | 24.5362 | 23.9216 | 27.7929
49 | Bungama | H396 | FY2021 | 25.5545 | 23.9291 | 21.5056 | 20.4586 | 19.371 | 18.7278 | 17.9287 | 17.4684 | 17.158 | 17.0247 | 16.997 | 17.1063 | 17.4794 | 17.8149 | 18.1244 | 18.9066 | 18.3063 | 14.4341 | 10.828 | 7.9609 | 3.2173 | 0.51484 | -1.1044 | -2.5668 | -3.5009 | -2.5714 | -1.7151 | -0.82661 | 0.77495 | 4.7409 | 5.8402 | 8.0545 | 10.6279 | 14.8713 | 20.4386 | 24.3234 | 26.5079 | 27.6653 | 27.7811 | 27.4457 | 27.2601 | 26.4923 | 26.3388 | 25.6684 | 25.0975 | 24.5362 | 23.9216 | 27.7929
49 | Bungama | H396 | FY2022 | 25.6016 | 23.9786 | 21.5551 | 20.508 | 19.4205 | 18.7767 | 17.9776 | 17.5179 | 17.2075 | 17.0742 | 17.0464 | 17.0842 | 17.4905 | 17.8484 | 18.1809 | 18.8772 | 18.2777 | 14.2167 | 10.6107 | 7.6425 | 2.8436 | 0.1168 | -1.52 | -3.0973 | -4.0444 | -3.0018 | -2.1308 | -1.1247 | 0.49982 | 4.5211 | 5.6204 | 7.9371 | 10.5106 | 14.904 | 20.3871 | 24.1863 | 26.3505 | 27.4894 | 27.5867 | 27.2514 | 27.0658 | 26.3004 | 26.1469 | 25.5388 | 25.0327 | 24.5362 | 23.9216 | 27.7929
49 | Bungama | H396 | FY2023 | 25.653 | 24.0288 | 21.6053 | 20.5583 | 19.4707 | 18.8272 | 18.0281 | 17.5681 | 17.2577 | 17.1244 | 17.0967 | 17.0618 | 17.5017 | 17.8823 | 18.2382 | 18.8619 | 18.2633 | 14.0969 | 10.4909 | 7.4232 | 2.5617 | -0.3903 | -2.047 | -3.641 | -4.6029 | -3.5456 | -2.6577 | -1.5318 | 0.11863 | 4.3025 | 5.4018 | 7.9173 | 10.4908 | 14.9372 | 20.3348 | 24.0472 | 26.1907 | 27.3109 | 27.3894 | 27.0541 | 26.8685 | 26.102 | 25.9485 | 25.4073 | 24.967 | 24.5362 | 23.9216 | 27.7929
49 | Bungama | H396 | FY2024 | 25.6955 | 24.0724 | 21.6489 | 20.6019 | 19.5143 | 18.8706 | 18.0715 | 17.6118 | 17.3014 | 17.168 | 17.1403 | 17.0423 | 17.5114 | 17.9118 | 18.288 | 18.7277 | 18.1298 | 13.8687 | 10.2627 | 7.0946 | 2.1787 | -0.79659 | -2.4706 | -4.1792 | -5.1539 | -3.9837 | -3.0813 | -1.838 | -0.16512 | 4.1732 | 5.2724 | 7.8892 | 10.4626 | 14.9661 | 20.2894 | 23.9264 | 26.0519 | 27.1558 | 27.2181 | 26.8828 | 26.6972 | 25.9318 | 25.7783 | 25.2931 | 24.9099 | 24.5362 | 23.9216 | 27.7929
49 | Bungama | H396 | FY2025 | 25.7365 | 24.1141 | 21.6906 | 20.6436 | 19.556 | 18.9121 | 18.113 | 17.6535 | 17.3431 | 17.2097 | 17.182 | 17.0237 | 17.5208 | 17.94 | 18.3357 | 18.6922 | 18.095 | 13.6369 | 10.0309 | 6.8625 | 1.8472 | -1.3696 | -3.0752 | -4.7105 | -5.7087 | -4.515 | -3.586 | -2.2111 | -0.49699 | 3.9407 | 5.04 | 7.8574 | 10.4308 | 14.9937 | 20.2459 | 23.811 | 25.9193 | 27.0077 | 27.0544 | 26.7191 | 26.5334 | 25.7687 | 25.6152 | 25.1839 | 24.8553 | 24.5362 | 23.9216 | 27.7929
49 | Bungama | H396 | FY2026 | 25.7803 | 24.1577 | 21.7342 | 20.6872 | 19.5996 | 18.9558 | 18.1567 | 17.6971 | 17.3867 | 17.2533 | 17.2256 | 17.0042 | 17.5305 | 17.9695 | 18.3854 | 18.6629 | 18.0665 | 13.4073 | 9.8013 | 6.533 | 1.4624 | -1.7771 | -3.5003 | -5.2503 | -6.2616 | -4.9549 | -4.011 | -2.5186 | -0.78159 | 3.8113 | 4.9106 | 7.7278 | 10.3012 | 15.0225 | 20.2005 | 23.6902 | 25.7806 | 26.8527 | 26.8831 | 26.5478 | 26.3622 | 25.5972 | 25.4437 | 25.0697 | 24.7982 | 24.5362 | 23.9216 | 27.7929
49 | Bungama | H396 | FY2027 | 25.8248 | 24.2015 | 21.778 | 20.731 | 19.6434 | 18.9997 | 18.2006 | 17.7408 | 17.4304 | 17.2971 | 17.2694 | 16.9847 | 17.5403 | 17.9991 | 18.4354 | 18.5357 | 17.94 | 13.1775 | 9.5715 | 6.2035 | 1.0771 | -2.2851 | -4.026 | -5.791 | -6.8154 | -5.4955 | -4.5367 | -2.9266 | -1.1665 | 3.5823 | 4.6816 | 7.698 | 10.2714 | 14.9515 | 20.0549 | 23.569 | 25.6414 | 26.6971 | 26.7112 | 26.3759 | 26.1903 | 25.4246 | 25.2711 | 24.9551 | 24.7409 | 24.5362 | 23.9216 | 27.7929
49 | Bungama | H396 | FY2028 | 25.86 | 24.2377 | 21.8142 | 20.7672 | 19.6797 | 19.0357 | 18.2366 | 17.7771 | 17.4667 | 17.3333 | 17.3056 | 16.9685 | 17.5484 | 18.0237 | 18.4768 | 18.49 | 17.8949 | 12.9373 | 9.3313 | 5.8629 | 0.68638 | -2.6973 | -4.4541 | -6.3325 | -7.3688 | -5.937 | -4.9648 | -3.2387 | -1.4579 | 3.341 | 4.4403 | 7.6578 | 10.2312 | 14.9755 | 20.0172 | 23.4686 | 25.5261 | 26.5683 | 26.5689 | 26.2335 | 26.0479 | 25.2833 | 25.1298 | 24.8602 | 24.6935 | 24.5362 | 23.9216 | 27.7929
50 | Monash | T565 | FY2019 | 30.672 | 29.8621 | 27.4431 | 25.0934 | 23.2844 | 21.9041 | 20.6466 | 19.3766 | 18.5677 | 18.4022 | 18.2246 | 18.2429 | 18.2291 | 19.0868 | 19.8717 | 20.3981 | 20.7156 | 17.2969 | 12.9424 | 9.6753 | 6.74 | 2.7259 | -0.3982 | -1.1934 | -2.0127 | -2.779 | -1.7008 | -0.69094 | 0.7011 | 2.9678 | 6.8328 | 10.6731 | 14.8942 | 19.9106 | 24.2542 | 28.3269 | 31.3546 | 31.7041 | 31.5608 | 30.1511 | 30.0601 | 29.047 | 27.9945 | 27.1887 | 26.5141 | 25.462 | 25.8336 | 33.8745
50 | Monash | T565 | FY2020 | 30.7097 | 29.8987 | 27.4797 | 25.1299 | 23.321 | 21.9409 | 20.6835 | 19.4131 | 18.6043 | 18.4388 | 18.2612 | 18.2266 | 18.2373 | 19.1116 | 19.9135 | 20.0607 | 20.3789 | 16.655 | 12.3006 | 8.934 | 5.9987 | 1.8772 | -1.1673 | -2.0015 | -2.7693 | -3.2903 | -2.2575 | -1.099 | 0.23196 | 2.6192 | 6.2921 | 10.4312 | 14.6524 | 19.8348 | 24.1161 | 28.2255 | 31.2382 | 31.5741 | 31.4171 | 30.0074 | 29.9164 | 28.9022 | 27.8498 | 27.0929 | 26.4662 | 25.462 | 25.8336 | 33.8745
50 | Monash | T565 | FY2021 | 30.7608 | 29.9505 | 27.5315 | 25.1817 | 23.3728 | 21.9926 | 20.7351 | 19.4649 | 18.6561 | 18.4906 | 18.313 | 18.2035 | 18.2489 | 19.1466 | 19.9726 | 19.8412 | 20.1603 | 16.0397 | 11.6852 | 8.0183 | 5.083 | 0.94056 | -2.0711 | -2.98 | -3.7266 | -4.1288 | -3.1147 | -1.6776 | -0.37181 | 2.0825 | 5.676 | 10.2159 | 14.437 | 19.869 | 24.0622 | 28.0821 | 31.0734 | 31.39 | 31.2137 | 29.804 | 29.713 | 28.6995 | 27.647 | 26.9572 | 26.3984 | 25.462 | 25.8336 | 33.8745
50 | Monash | T565 | FY2022 | 30.8201 | 30.013 | 27.594 | 25.2443 | 23.4353 | 22.0544 | 20.7969 | 19.5275 | 18.7186 | 18.5531 | 18.3755 | 18.1756 | 18.2629 | 19.1889 | 20.044 | 19.6299 | 19.9501 | 15.4441 | 11.0897 | 7.2215 | 4.2862 | 0.033125 | -2.9407 | -3.9206 | -4.6427 | -4.9234 | -3.9309 | -2.2182 | -0.94143 | 1.6751 | 5.1773 | 10.0203 | 14.2415 | 19.9104 | 23.9971 | 27.909 | 30.8746 | 31.1678 | 30.9682 | 29.5584 | 29.4675 | 28.4571 | 27.4047 | 26.7936 | 26.3165 | 25.462 | 25.8336 | 33.8745
50 | Monash | T565 | FY2023 | 30.8849 | 30.0764 | 27.6574 | 25.3077 | 23.4987 | 22.1181 | 20.8606 | 19.5909 | 18.782 | 18.6165 | 18.4389 | 18.1473 | 18.277 | 19.2318 | 20.1164 | 19.4366 | 19.7578 | 14.8455 | 10.491 | 6.4234 | 2.5261 | -1.3491 | -4.1832 | -5.079 | -5.74 | -5.4397 | -4.4433 | -2.513 | -1.1797 | 2.1533 | 4.58 | 9.8217 | 14.0428 | 19.9523 | 23.9311 | 27.7334 | 30.6729 | 30.9425 | 30.7192 | 29.3095 | 29.2185 | 28.2068 | 27.1543 | 26.6276 | 26.2335 | 25.462 | 25.8336 | 33.8745
50 | Monash | T565 | FY2024 | 30.9385 | 30.1315 | 27.7126 | 25.3628 | 23.5538 | 22.1729 | 20.9154 | 19.646 | 18.8371 | 18.6716 | 18.494 | 18.1227 | 18.2894 | 19.2691 | 20.1793 | 19.1196 | 19.4418 | 14.2362 | 9.8818 | 5.6135 | 1.8527 | -2.1668 | -4.9575 | -5.9168 | -6.5455 | -6.1775 | -5.2176 | -3.1308 | -1.8539 | 1.6426 | 4.0693 | 9.6124 | 13.8336 | 19.9888 | 23.8737 | 27.5808 | 30.4976 | 30.7466 | 30.5027 | 29.093 | 29.0021 | 27.9918 | 26.9394 | 26.4833 | 26.1614 | 25.462 | 25.8336 | 33.8745
50 | Monash | T565 | FY2025 | 30.9887 | 30.183 | 27.764 | 25.4143 | 23.6053 | 22.2241 | 20.9666 | 19.6975 | 18.8886 | 18.7231 | 18.5455 | 18.0997 | 18.3009 | 19.3039 | 20.2381 | 18.8975 | 19.2205 | 13.621 | 9.2665 | 4.7978 | 1.1736 | -2.9901 | -5.7374 | -6.7601 | -7.3566 | -6.8208 | -5.8975 | -3.5541 | -2.3339 | 1.126 | 3.5527 | 9.3972 | 13.6183 | 20.0228 | 23.8201 | 27.4381 | 30.3338 | 30.5636 | 30.3005 | 28.8908 | 28.7998 | 27.7909 | 26.7384 | 26.3485 | 26.094 | 25.462 | 25.8336 | 33.8745
50 | Monash | T565 | FY2026 | 31.0433 | 30.2374 | 27.8185 | 25.4687 | 23.6598 | 22.2785 | 21.0211 | 19.7519 | 18.9431 | 18.7775 | 18.6 | 18.0754 | 18.313 | 19.3407 | 20.3003 | 18.6852 | 19.0091 | 13.009 | 8.6546 | 3.9859 | 0.49744 | -3.81 | -6.5142 | -7.6004 | -8.1649 | -7.4612 | -6.5743 | -4.174 | -3.0099 | 0.51423 | 2.9409 | 9.0852 | 13.3064 | 19.9588 | 23.6634 | 27.2874 | 30.1607 | 30.3701 | 30.0867 | 28.677 | 28.586 | 27.577 | 26.5245 | 26.2059 | 26.0227 | 25.462 | 25.8336 | 33.8745
50 | Monash | T565 | FY2027 | 31.0984 | 30.2918 | 27.8729 | 25.5231 | 23.7142 | 22.3331 | 21.0756 | 19.8063 | 18.9975 | 18.8319 | 18.6544 | 18.0511 | 18.3252 | 19.3775 | 20.3624 | 18.375 | 18.6999 | 12.2965 | 7.942 | 3.0736 | -0.23499 | -4.7675 | -7.4145 | -8.4526 | -8.9746 | -8.2133 | -7.3746 | -4.7315 | -3.6419 | -0.097612 | 2.3291 | 8.8727 | 13.0938 | 19.9948 | 23.6067 | 27.1367 | 29.9876 | 30.1767 | 29.873 | 28.4633 | 28.3723 | 27.3625 | 26.3101 | 26.0635 | 25.9515 | 25.462 | 25.8336 | 33.8745
50 | Monash | T565 | FY2028 | 31.1418 | 30.3367 | 27.9178 | 25.568 | 23.7591 | 22.3776 | 21.1202 | 19.8512 | 19.0423 | 18.8768 | 18.6993 | 18.0311 | 18.3352 | 19.4079 | 20.4137 | 18.1415 | 18.467 | 11.6707 | 7.3163 | 2.2472 | -0.91904 | -5.5935 | -8.1953 | -9.2952 | -9.7836 | -8.9559 | -8.1554 | -5.2575 | -4.2269 | -0.62492 | 1.8018 | 8.6469 | 12.868 | 20.0245 | 23.56 | 27.0124 | 29.8449 | 30.0173 | 29.6968 | 28.2871 | 28.1961 | 27.1879 | 26.1354 | 25.946 | 25.8928 | 25.462 | 25.8336 | 33.8745

## ForecastMinimum
| Connection Point | ID | FY2019 | FY2020 | FY2021 | FY2022 | FY2023 | FY2024 | FY2025 | FY2026 | FY2027 | FY2028
Units |  |  | MW | MW | MW | MW | MW | MW | MW | MW | MW | MW
Rule | TGCP001 | TGCP001 | TGCP009 | TGCP009 | TGCP009 | TGCP009 | TGCP009 | TGCP009 | TGCP009 | TGCP009 | TGCP009 | TGCP009
Description | Name of the transmission connection point | TNSP unique ID for the connection point. | Minimum demand on minimum demand day | Minimum demand on minimum demand day | Minimum demand on minimum demand day | Minimum demand on minimum demand day | Minimum demand on minimum demand day | Minimum demand on minimum demand day | Minimum demand on minimum demand day | Minimum demand on minimum demand day | Minimum demand on minimum demand day | Minimum demand on minimum demand day
0 | Angas Creek | T438 | -0.86642 | -1.0624 | -1.3838 | -1.6884 | -2.0014 | -2.3102 | -2.6211 | -2.931 | -3.2413 | -3.5514
1 | Ardrossan West | T282 | -1.3538 | -1.4852 | -1.7007 | -1.9049 | -2.1148 | -2.3218 | -2.5303 | -2.738 | -2.9461 | -3.154
2 | Baroota | T310 | -6.2367 | -6.321 | -6.4592 | -6.5901 | -6.7247 | -6.8575 | -6.9912 | -7.1244 | -7.2579 | -7.3912
3 | Berri | T399 | -2.779 | -3.2903 | -4.1288 | -4.9234 | -5.74 | -6.5455 | -7.3566 | -8.1649 | -8.9746 | -9.7836
4 | Blanche | T339 | 6.2817 | 6.1211 | 5.8578 | 5.6083 | 5.3519 | 5.0989 | 4.8442 | 4.5903 | 4.3361 | 4.082
5 | Brinkworth | H220 | -0.31776 | -0.3616 | -0.4335 | -0.50163 | -0.57165 | -0.64073 | -0.71028 | -0.77959 | -0.84902 | -0.91839
6 | Clare North | T381 | 0.15855 | 0.062692 | -0.094511 | -0.24348 | -0.39657 | -0.5476 | -0.69966 | -0.8512 | -1.003 | -1.1547
7 | Dalrymple | T507 | -1.1193 | -1.204 | -1.3428 | -1.4744 | -1.6096 | -1.743 | -1.8773 | -2.0112 | -2.1453 | -2.2792
8 | Davenport West | H426 | 0.50163 | 0.28596 | -0.067709 | -0.40286 | -0.74728 | -1.0871 | -1.4292 | -1.7701 | -2.1116 | -2.4529
9 | Dorrien | T525 | -2.4207 | -2.761 | -3.3191 | -3.8479 | -4.3914 | -4.9276 | -5.4674 | -6.0054 | -6.5443 | -7.0827
10 | East Terrace | H366 | 67.0761 | 63.7059 | 57.8847 | 52.4702 | 46.8523 | 41.3361 | 35.7691 | 30.2275 | 24.6731 | 19.1252
11 | Northfield | H403 | 67.0761 | 63.7059 | 57.8847 | 52.4702 | 46.8523 | 41.3361 | 35.7691 | 30.2275 | 24.6731 | 19.1252
12 | Magill | H408 | 67.0761 | 63.7059 | 57.8847 | 52.4702 | 46.8523 | 41.3361 | 35.7691 | 30.2275 | 24.6731 | 19.1252
13 | City West (ACR) | H579 | 67.0761 | 63.7059 | 57.8847 | 52.4702 | 46.8523 | 41.3361 | 35.7691 | 30.2275 | 24.6731 | 19.1252
14 | Hummocks | T395 | 0.54038 | 0.46213 | 0.33382 | 0.21222 | 0.08727 | -0.036004 | -0.16012 | -0.28381 | -0.40772 | -0.53152
15 | Kadina East | T457 | -3.5397 | -3.7976 | -4.2206 | -4.6214 | -5.0333 | -5.4396 | -5.8487 | -6.2565 | -6.6649 | -7.073
16 | Kanmantoo | T272 | -0.33549 | -0.35559 | -0.38855 | -0.41978 | -0.45188 | -0.48354 | -0.51542 | -0.5472 | -0.57902 | -0.61082
17 | Keith | T140 | 2.4724 | 2.3657 | 2.1908 | 2.025 | 1.8546 | 1.6865 | 1.5172 | 1.3486 | 1.1796 | 1.0108
18 | Kincraig | T292 | 2.1038 | 1.9654 | 1.7384 | 1.5233 | 1.3022 | 1.0842 | 0.86459 | 0.64577 | 0.42657 | 0.20756
19 | Leigh Creek South | T440 | -0.01871 | -0.025545 | -0.036753 | -0.047375 | -0.05829 | -0.069058 | -0.0799 | -0.090705 | -0.10153 | -0.11234
20 | Mannum | T446 | -5.0375 | -5.1477 | -5.3283 | -5.4994 | -5.6753 | -5.8488 | -6.0235 | -6.1976 | -6.372 | -6.5463
21 | Mobilong | T211 | -2.8904 | -3.1468 | -3.5672 | -3.9656 | -4.375 | -4.7789 | -5.1856 | -5.5909 | -5.9969 | -6.4025
22 | Mount Barker South | H346 | -4.8412 | -6.5341 | -9.0338 | -11.4651 | -13.9306 | -16.379 | -18.836 | -21.2887 | -23.7435 | -26.1973
23 | Mount Barker | T232 | -4.8412 | -6.5341 | -9.0338 | -11.4651 | -13.9306 | -16.379 | -18.836 | -21.2887 | -23.7435 | -26.1973
24 | Mt Gambier | T326 | 2.12 | 1.9302 | 1.6463 | 1.3712 | 1.0918 | 0.81447 | 0.53609 | 0.25826 | -0.019846 | -0.29782
25 | Neuroodla | T331 | 0.019271 | 0.012901 | 0.0024533 | -0.007447 | -0.017621 | -0.027658 | -0.037763 | -0.047835 | -0.057923 | -0.068003
26 | North West Bend | T400 | -2.4031 | -2.5357 | -2.7531 | -2.9591 | -3.1708 | -3.3796 | -3.5899 | -3.7994 | -4.0093 | -4.2191
27 | Para | H161 | -5.6368 | -7.5604 | -10.7149 | -13.7042 | -16.7762 | -19.8068 | -22.8581 | -25.899 | -28.9452 | -31.9887
28 | Parafield Gardens West | H453 | -5.6368 | -7.5604 | -10.7149 | -13.7042 | -16.7762 | -19.8068 | -22.8581 | -25.899 | -28.9452 | -31.9887
29 | Munno Para | H488 | -5.6368 | -7.5604 | -10.7149 | -13.7042 | -16.7762 | -19.8068 | -22.8581 | -25.899 | -28.9452 | -31.9887
30 | Penola West | T156 | 0.97101 | 0.93103 | 0.87108 | 0.81303 | 0.75403 | 0.69551 | 0.63675 | 0.57811 | 0.51941 | 0.46074
31 | Port Lincoln | T188 | 0.87393 | 0.5836 | 0.10749 | -0.34369 | -0.80733 | -1.2647 | -1.7253 | -2.1842 | -2.644 | -3.1034
32 | Port Pirie | T397 | -2.5776 | -2.9274 | -3.5009 | -4.0444 | -4.6029 | -5.1539 | -5.7087 | -6.2616 | -6.8154 | -7.3688
33 | Snuggery Rural | T135 | 0.15439 | 0.028691 | -0.17744 | -0.37278 | -0.57352 | -0.77155 | -0.97094 | -1.1697 | -1.3687 | -1.5676
34 | Morphett Vale East | H115 | -6.4615 | -11.0633 | -18.6096 | -25.7609 | -33.1097 | -40.3597 | -47.6591 | -54.9339 | -62.2209 | -69.5018
35 | Happy Valley | H209 | -6.4615 | -11.0633 | -18.6096 | -25.7609 | -33.1097 | -40.3597 | -47.6591 | -54.9339 | -62.2209 | -69.5018
36 | Magill (South) | H408 | -6.4615 | -11.0633 | -18.6096 | -25.7609 | -33.1097 | -40.3597 | -47.6591 | -54.9339 | -62.2209 | -69.5018
37 | City West (South) | H579 | -6.4615 | -11.0633 | -18.6096 | -25.7609 | -33.1097 | -40.3597 | -47.6591 | -54.9339 | -62.2209 | -69.5018
38 | Stony Point Distribution | T363 | -0.012579 | -0.013709 | -0.015561 | -0.017316 | -0.01912 | -0.0209 | -0.022691 | -0.024477 | -0.026266 | -0.028053
39 | Tailem Bend | H114 | -1.59 | -1.7278 | -1.9539 | -2.1681 | -2.3883 | -2.6054 | -2.8241 | -3.042 | -3.2603 | -3.4784
40 | Templers | H478 | -3.5191 | -3.7907 | -4.2361 | -4.6582 | -5.0919 | -5.5198 | -5.9506 | -6.3799 | -6.81 | -7.2397
41 | Waterloo | T378 | -0.015991 | -0.097138 | -0.23021 | -0.35632 | -0.48591 | -0.61375 | -0.74247 | -0.87076 | -0.99926 | -1.1276
42 | Kilburn | H373 | 48.2043 | 46.3317 | 43.2607 | 40.3506 | 37.3601 | 34.4097 | 31.4393 | 28.4789 | 25.5135 | 22.5506
43 | Le Fevre | H510 | 48.2043 | 46.3317 | 43.2607 | 40.3506 | 37.3601 | 34.4097 | 31.4393 | 28.4789 | 25.5135 | 22.5506
44 | New Osborne | U547 | 48.2043 | 46.3317 | 43.2607 | 40.3506 | 37.3601 | 34.4097 | 31.4393 | 28.4789 | 25.5135 | 22.5506
45 | Torrens Island A | H255 | 48.2043 | 46.3317 | 43.2607 | 40.3506 | 37.3601 | 34.4097 | 31.4393 | 28.4789 | 25.5135 | 22.5506
46 | Whyalla Central | T575 | 2.1099 | 1.8414 | 1.401 | 0.98361 | 0.55474 | 0.13163 | -0.29436 | -0.71891 | -1.1442 | -1.5691
47 | Wudinna | T320 | -0.20867 | -0.326 | -0.5184 | -0.70073 | -0.8881 | -1.0729 | -1.259 | -1.4445 | -1.6303 | -1.816
48 | Yadnarie | T262 | -0.20588 | -0.28724 | -0.42068 | -0.54712 | -0.67706 | -0.80525 | -0.93432 | -1.0629 | -1.1918 | -1.3205
49 | Bungama | H396 | -2.5776 | -2.9274 | -3.5009 | -4.0444 | -4.6029 | -5.1539 | -5.7087 | -6.2616 | -6.8154 | -7.3688
50 | Monash | T565 | -2.779 | -3.2903 | -4.1288 | -4.9234 | -5.74 | -6.5455 | -7.3566 | -8.1649 | -8.9746 | -9.7836

## Forecast10
| Connection Point | ID | FY2019 | FY2020 | FY2021 | FY2022 | FY2023 | FY2024 | FY2025 | FY2026 | FY2027 | FY2028
Units |  |  | MVA | MVA | MVA | MVA | MVA | MVA | MVA | MVA | MVA | MVA
Rule | TGCP001 | TGCP001 | TGCP008 | TGCP008 | TGCP008 | TGCP008 | TGCP008 | TGCP008 | TGCP008 | TGCP008 | TGCP008 | TGCP008
Description | Name of the transmission connection point | TNSP unique ID for the connection point. | 10% PoE peak demand forecast | 10% PoE peak demand forecast | 10% PoE peak demand forecast | 10% PoE peak demand forecast | 10% PoE peak demand forecast | 10% PoE peak demand forecast | 10% PoE peak demand forecast | 10% PoE peak demand forecast | 10% PoE peak demand forecast | 10% PoE peak demand forecast
0 | Angas Creek | T438 | 19.1019 | 19.0962 | 19.2101 | 19.326 | 19.4411 | 19.5631 | 19.7988 | 20.0324 | 20.2782 | 20.5179
1 | Ardrossan West | T282 | 10.7876 | 10.6215 | 10.5308 | 10.4493 | 10.3721 | 10.2993 | 10.1246 | 9.9774 | 9.8139 | 9.6585
2 | Baroota | T310 | 8.2892 | 8.2151 | 8.229 | 8.2439 | 8.2584 | 8.2758 | 8.3412 | 8.4052 | 8.4738 | 8.54
3 | Berri | T399 | 91.763 | 92.3249 | 92.291 | 92.308 | 92.3464 | 92.4251 | 92.3036 | 92.3092 | 92.3165 | 92.323
4 | Blanche | T339 | 38.1744 | 38.052 | 38.0572 | 38.0734 | 38.0918 | 38.1242 | 38.2333 | 38.3622 | 38.5011 | 38.635
5 | Brinkworth | H220 | 4.6895 | 4.5777 | 4.5524 | 4.5283 | 4.4974 | 4.4449 | 4.3629 | 4.2896 | 4.2135 | 4.1388
6 | Clare North | T381 | 12.2873 | 12.1225 | 12.0078 | 11.8996 | 11.7938 | 11.6926 | 11.5364 | 11.3919 | 11.2429 | 11.0961
7 | Dalrymple | T507 | 7.807 | 7.6139 | 7.528 | 7.4486 | 7.3719 | 7.2983 | 7.153 | 7.0264 | 6.894 | 6.7646
8 | Davenport West | H426 | 39.6234 | 39.5921 | 39.4165 | 39.2561 | 39.1004 | 38.9597 | 38.7986 | 38.6541 | 38.5101 | 38.3659
9 | Dorrien | T525 | 62.4571 | 62.924 | 63.1387 | 63.3752 | 63.6174 | 63.855 | 64.028 | 64.266 | 64.5118 | 64.7537
10 | East Terrace | H366 | 761.3537 | 765.7955 | 768.2299 | 770.4476 | 772.6969 | 775.2313 | 778.8053 | 782.9078 | 787.2103 | 791.4129
11 | Northfield | H403 | 761.3537 | 765.7955 | 768.2299 | 770.4476 | 772.6969 | 775.2313 | 778.8053 | 782.9078 | 787.2103 | 791.4129
12 | Magill | H408 | 761.3537 | 765.7955 | 768.2299 | 770.4476 | 772.6969 | 775.2313 | 778.8053 | 782.9078 | 787.2103 | 791.4129
13 | City West (ACR) | H579 | 761.3537 | 765.7955 | 768.2299 | 770.4476 | 772.6969 | 775.2313 | 778.8053 | 782.9078 | 787.2103 | 791.4129
14 | Hummocks | T395 | 14.6778 | 14.6503 | 14.5836 | 14.5229 | 14.4641 | 14.4107 | 14.3494 | 14.3016 | 14.254 | 14.2063
15 | Kadina East | T457 | 26.7089 | 26.7958 | 26.9665 | 27.1564 | 27.3538 | 27.5616 | 27.5884 | 27.676 | 27.7554 | 27.8389
16 | Kanmantoo | T272 | 1.639 | 1.6472 | 1.6615 | 1.6767 | 1.6924 | 1.7087 | 1.717 | 1.7285 | 1.7398 | 1.7512
17 | Keith | T140 | 24.6606 | 24.7597 | 24.8823 | 25.0061 | 25.0521 | 25.0657 | 25.0913 | 25.1371 | 25.1867 | 25.2343
18 | Kincraig | T292 | 20.639 | 20.4776 | 20.4637 | 20.3474 | 20.2336 | 20.1222 | 19.9473 | 19.7976 | 19.6443 | 19.4928
19 | Leigh Creek South | T440 | 1.1334 | 1.1168 | 1.0921 | 1.0859 | 1.0801 | 1.0743 | 1.069 | 1.0652 | 1.0619 | 1.0588
20 | Mannum | T446 | 14.1312 | 14.132 | 14.1997 | 14.2741 | 14.3507 | 14.4326 | 14.4878 | 14.5618 | 14.6056 | 14.6645
21 | Mobilong | T211 | 44.8205 | 45.2246 | 45.5532 | 45.7792 | 46.0097 | 46.2572 | 46.5299 | 46.8425 | 47.1655 | 47.4833
22 | Mount Barker South | H346 | 93.0353 | 93.2517 | 94.4564 | 95.673 | 96.8861 | 98.1336 | 98.5067 | 98.5904 | 98.6463 | 98.7161
23 | Mount Barker | T232 | 93.0353 | 93.2517 | 94.4564 | 95.673 | 96.8861 | 98.1336 | 98.5067 | 98.5904 | 98.6463 | 98.7161
24 | Mt Gambier | T326 | 25.2351 | 25.3748 | 25.554 | 25.7358 | 25.8498 | 25.9657 | 26.1303 | 26.3104 | 26.4987 | 26.6828
25 | Neuroodla | T331 | 0.94052 | 0.93321 | 0.93226 | 0.93138 | 0.92826 | 0.92507 | 0.9246 | 0.92364 | 0.9153 | 0.91065
26 | North West Bend | T400 | 29.7415 | 29.837 | 29.8157 | 29.7985 | 29.7807 | 29.7739 | 29.9256 | 30.0742 | 30.2346 | 30.3891
27 | Para | H161 | 323.3141 | 325.1627 | 326.6386 | 328.2473 | 329.8961 | 331.6671 | 333.1311 | 334.9293 | 336.7674 | 338.5855
28 | Parafield Gardens West | H453 | 323.3141 | 325.1627 | 326.6386 | 328.2473 | 329.8961 | 331.6671 | 333.1311 | 334.9293 | 336.7674 | 338.5855
29 | Munno Para | H488 | 323.3141 | 325.1627 | 326.6386 | 328.2473 | 329.8961 | 331.6671 | 333.1311 | 334.9293 | 336.7674 | 338.5855
30 | Penola West | T156 | 9.3723 | 9.3991 | 9.4126 | 9.4265 | 9.4399 | 9.4568 | 9.5401 | 9.6198 | 9.7058 | 9.7886
31 | Port Lincoln | T188 | 29.883 | 29.4304 | 29.2299 | 29.0511 | 28.8812 | 28.7224 | 28.3427 | 28.0269 | 27.6943 | 27.3701
32 | Port Pirie | T397 | 76.5559 | 76.7165 | 76.8769 | 77.0387 | 77.1998 | 77.3374 | 77.505 | 77.6052 | 77.7246 | 77.8345
33 | Snuggery Rural | T135 | 14.9817 | 14.8254 | 14.8849 | 14.9463 | 15.0071 | 15.0733 | 15.2209 | 15.3675 | 15.2893 | 15.3235
34 | Morphett Vale East | H115 | 681.2027 | 680.4874 | 682.0836 | 683.8106 | 685.5423 | 686.587 | 687.9438 | 688.1008 | 688.2212 | 688.36
35 | Happy Valley | H209 | 681.2027 | 680.4874 | 682.0836 | 683.8106 | 685.5423 | 686.587 | 687.9438 | 688.1008 | 688.2212 | 688.36
36 | Magill (South) | H408 | 681.2027 | 680.4874 | 682.0836 | 683.8106 | 685.5423 | 686.587 | 687.9438 | 688.1008 | 688.2212 | 688.36
37 | City West (South) | H579 | 681.2027 | 680.4874 | 682.0836 | 683.8106 | 685.5423 | 686.587 | 687.9438 | 688.1008 | 688.2212 | 688.36
38 | Stony Point Distribution | T363 | 0.22222 | 0.22222 | 0.22222 | 0.22222 | 0.22222 | 0.22222 | 0.22222 | 0.22222 | 0.22222 | 0.22222
39 | Tailem Bend | H114 | 24.9149 | 24.7917 | 24.6841 | 24.5855 | 24.4813 | 24.3854 | 24.2721 | 24.1569 | 24.0396 | 23.9233
40 | Templers | H478 | 31.6769 | 31.8077 | 31.9011 | 31.7987 | 31.7025 | 31.6184 | 31.4394 | 31.3049 | 31.1655 | 31.0285
41 | Waterloo | T378 | 8.6013 | 8.4525 | 8.3844 | 8.3217 | 8.2611 | 8.2037 | 8.1005 | 8.0123 | 7.9204 | 7.8303
42 | Kilburn | H373 | 438.866 | 448.074 | 449.6398 | 451.3279 | 453.0392 | 454.9167 | 457.4694 | 460.13 | 462.9206 | 465.6462
43 | Le Fevre | H510 | 438.866 | 448.074 | 449.6398 | 451.3279 | 453.0392 | 454.9167 | 457.4694 | 460.13 | 462.9206 | 465.6462
44 | New Osborne | U547 | 438.866 | 448.074 | 449.6398 | 451.3279 | 453.0392 | 454.9167 | 457.4694 | 460.13 | 462.9206 | 465.6462
45 | Torrens Island A | H255 | 438.866 | 448.074 | 449.6398 | 451.3279 | 453.0392 | 454.9167 | 457.4694 | 460.13 | 462.9206 | 465.6462
46 | Whyalla Central | T575 | 77.0395 | 76.7896 | 76.5372 | 76.2826 | 76.0251 | 75.7652 | 75.9282 | 75.6898 | 75.4699 | 75.2408
47 | Wudinna | T320 | 13.8011 | 13.6202 | 13.5199 | 13.4228 | 13.3248 | 13.232 | 13.0646 | 12.9214 | 12.7726 | 12.6267
48 | Yadnarie | T262 | 7.9817 | 7.8272 | 7.7499 | 7.6788 | 7.6101 | 7.5446 | 7.4161 | 7.305 | 7.1889 | 7.0753
49 | Bungama | H396 | 76.5559 | 76.7165 | 76.8769 | 77.0387 | 77.1998 | 77.3374 | 77.505 | 77.6052 | 77.7246 | 77.8345
50 | Monash | T565 | 91.763 | 92.3249 | 92.291 | 92.308 | 92.3464 | 92.4251 | 92.3036 | 92.3092 | 92.3165 | 92.323

## Forecast50
| Connection Point | ID | FY2019 | FY2020 | FY2021 | FY2022 | FY2023 | FY2024 | FY2025 | FY2026 | FY2027 | FY2028
Units |  |  | MVA | MVA | MVA | MVA | MVA | MVA | MVA | MVA | MVA | MVA
Rule | TGCP001 | TGCP001 | TGCP008 | TGCP008 | TGCP008 | TGCP008 | TGCP008 | TGCP008 | TGCP008 | TGCP008 | TGCP008 | TGCP008
Description | Name of the transmission connection point | TNSP unique ID for the connection point. | 50% PoE peak demand forecast | 50% PoE peak demand forecast | 50% PoE peak demand forecast | 50% PoE peak demand forecast | 50% PoE peak demand forecast | 50% PoE peak demand forecast | 50% PoE peak demand forecast | 50% PoE peak demand forecast | 50% PoE peak demand forecast | 50% PoE peak demand forecast
0 | Angas Creek | T438 | 17.3208 | 17.3048 | 17.4096 | 17.5166 | 17.6228 | 17.7361 | 17.9648 | 18.1918 | 18.4319 | 18.6654
1 | Ardrossan West | T282 | 9.7957 | 9.6327 | 9.5452 | 9.4669 | 9.3925 | 9.3225 | 9.1487 | 9.0022 | 8.8385 | 8.6834
2 | Baroota | T310 | 7.444 | 7.3564 | 7.3589 | 7.3621 | 7.365 | 7.3708 | 7.424 | 7.4758 | 7.5322 | 7.5863
3 | Berri | T399 | 84.3762 | 84.9929 | 84.9901 | 85.0378 | 85.1062 | 85.2151 | 85.1316 | 85.1756 | 85.2219 | 85.2671
4 | Blanche | T339 | 34.8828 | 34.6427 | 34.5268 | 34.4216 | 34.3184 | 34.229 | 34.2132 | 34.2159 | 34.2265 | 34.2331
5 | Brinkworth | H220 | 4.213 | 4.1024 | 4.0795 | 4.0577 | 4.029 | 3.9784 | 3.8973 | 3.8247 | 3.7491 | 3.6749
6 | Clare North | T381 | 11.1523 | 10.9975 | 10.8928 | 10.7944 | 10.6982 | 10.6063 | 10.4585 | 10.3221 | 10.1807 | 10.0418
7 | Dalrymple | T507 | 7.18 | 6.9918 | 6.9098 | 6.834 | 6.7608 | 6.6906 | 6.548 | 6.4239 | 6.2935 | 6.1662
8 | Davenport West | H426 | 36.9832 | 36.9974 | 36.8484 | 36.7142 | 36.5842 | 36.4692 | 36.3421 | 36.2309 | 36.1209 | 36.0104
9 | Dorrien | T525 | 56.8214 | 57.3229 | 57.5681 | 57.8355 | 58.1087 | 58.3774 | 58.5849 | 58.859 | 59.1423 | 59.421
10 | East Terrace | H366 | 679.0357 | 683.1678 | 685.4802 | 687.5731 | 689.6982 | 692.1069 | 695.485 | 699.4099 | 703.5377 | 707.5641
11 | Northfield | H403 | 679.0357 | 683.1678 | 685.4802 | 687.5731 | 689.6982 | 692.1069 | 695.485 | 699.4099 | 703.5377 | 707.5641
12 | Magill | H408 | 679.0357 | 683.1678 | 685.4802 | 687.5731 | 689.6982 | 692.1069 | 695.485 | 699.4099 | 703.5377 | 707.5641
13 | City West (ACR) | H579 | 679.0357 | 683.1678 | 685.4802 | 687.5731 | 689.6982 | 692.1069 | 695.485 | 699.4099 | 703.5377 | 707.5641
14 | Hummocks | T395 | 13.6657 | 13.6567 | 13.6022 | 13.5535 | 13.5065 | 13.465 | 13.4185 | 13.3854 | 13.3527 | 13.3198
15 | Kadina East | T457 | 23.205 | 23.1594 | 23.2158 | 23.2916 | 23.3752 | 23.4687 | 23.3662 | 23.3242 | 23.2706 | 23.2228
16 | Kanmantoo | T272 | 1.5727 | 1.5858 | 1.6036 | 1.6225 | 1.6417 | 1.6616 | 1.6744 | 1.6905 | 1.7066 | 1.7227
17 | Keith | T140 | 22.6168 | 22.7613 | 22.9254 | 23.091 | 23.178 | 23.2323 | 23.3031 | 23.3947 | 23.4914 | 23.5855
18 | Kincraig | T292 | 19.0731 | 18.9927 | 19.055 | 19.0138 | 18.9749 | 18.9384 | 18.8432 | 18.7738 | 18.7019 | 18.6312
19 | Leigh Creek South | T440 | 1.0249 | 1.0012 | 0.996 | 0.99109 | 0.98624 | 0.98178 | 0.97897 | 0.97672 | 0.97461 | 0.97243
20 | Mannum | T446 | 12.4166 | 12.4251 | 12.508 | 12.5977 | 12.6897 | 12.7871 | 12.8553 | 12.9431 | 13.0003 | 13.0729
21 | Mobilong | T211 | 41.0836 | 41.6041 | 42.042 | 42.3768 | 42.7163 | 43.0737 | 43.4669 | 43.9025 | 44.3526 | 44.7954
22 | Mount Barker South | H346 | 81.9053 | 81.9823 | 83.0989 | 84.229 | 85.3575 | 86.5214 | 86.7816 | 86.7481 | 86.6823 | 86.6327
23 | Mount Barker | T232 | 81.9053 | 81.9823 | 83.0989 | 84.229 | 85.3575 | 86.5214 | 86.7816 | 86.7481 | 86.6823 | 86.6327
24 | Mt Gambier | T326 | 24.7196 | 25.0249 | 25.3397 | 25.6576 | 25.907 | 26.1596 | 26.4834 | 26.8245 | 27.1788 | 27.5266
25 | Neuroodla | T331 | 0.83014 | 0.82322 | 0.82311 | 0.82305 | 0.82073 | 0.81832 | 0.81849 | 0.81819 | 0.81036 | 0.8063
26 | North West Bend | T400 | 27.7629 | 27.8955 | 27.8973 | 27.9029 | 27.9078 | 27.9239 | 28.1079 | 28.2891 | 28.4838 | 28.6718
27 | Para | H161 | 295.5571 | 297.6662 | 299.3651 | 301.1994 | 303.0753 | 305.0777 | 306.8076 | 308.8815 | 311.0081 | 313.1084
28 | Parafield Gardens West | H453 | 295.5571 | 297.6662 | 299.3651 | 301.1994 | 303.0753 | 305.0777 | 306.8076 | 308.8815 | 311.0081 | 313.1084
29 | Munno Para | H488 | 295.5571 | 297.6662 | 299.3651 | 301.1994 | 303.0753 | 305.0777 | 306.8076 | 308.8815 | 311.0081 | 313.1084
30 | Penola West | T156 | 9.0399 | 9.0828 | 9.1033 | 9.1243 | 9.1447 | 9.1688 | 9.2649 | 9.3574 | 9.4572 | 9.5534
31 | Port Lincoln | T188 | 25.1489 | 24.2212 | 23.5798 | 22.9592 | 22.347 | 21.7436 | 20.8776 | 20.0698 | 19.2318 | 18.4089
32 | Port Pirie | T397 | 68.8859 | 69.0541 | 69.2232 | 69.2976 | 69.47 | 69.6224 | 69.7197 | 69.8169 | 69.9142 | 70.0114
33 | Snuggery Rural | T135 | 13.8375 | 13.7019 | 13.7797 | 13.8593 | 13.9384 | 14.0231 | 14.1934 | 14.3632 | 14.3055 | 14.3615
34 | Morphett Vale East | H115 | 619.8348 | 618.6867 | 619.8383 | 621.1205 | 622.4063 | 622.9959 | 623.8991 | 623.5768 | 623.2052 | 622.8583
35 | Happy Valley | H209 | 619.8348 | 618.6867 | 619.8383 | 621.1205 | 622.4063 | 622.9959 | 623.8991 | 623.5768 | 623.2052 | 622.8583
36 | Magill (South) | H408 | 619.8348 | 618.6867 | 619.8383 | 621.1205 | 622.4063 | 622.9959 | 623.8991 | 623.5768 | 623.2052 | 622.8583
37 | City West (South) | H579 | 619.8348 | 618.6867 | 619.8383 | 621.1205 | 622.4063 | 622.9959 | 623.8991 | 623.5768 | 623.2052 | 622.8583
38 | Stony Point Distribution | T363 | 0.22222 | 0.22222 | 0.22222 | 0.22222 | 0.22222 | 0.22222 | 0.22222 | 0.22222 | 0.22222 | 0.22222
39 | Tailem Bend | H114 | 23.0992 | 23.0031 | 22.9142 | 22.8339 | 22.7477 | 22.6698 | 22.5783 | 22.4844 | 22.3886 | 22.2937
40 | Templers | H478 | 29.1584 | 29.3788 | 29.5547 | 29.5329 | 29.517 | 29.5134 | 29.4205 | 29.373 | 29.3218 | 29.2725
41 | Waterloo | T378 | 8.026 | 8.0027 | 8.0567 | 8.1162 | 8.1777 | 8.2427 | 8.2685 | 8.3107 | 8.3517 | 8.3933
42 | Kilburn | H373 | 401.7714 | 410.7107 | 411.895 | 413.2031 | 414.5345 | 416.0358 | 418.2474 | 420.5668 | 423.0211 | 425.4079
43 | Le Fevre | H510 | 401.7714 | 410.7107 | 411.895 | 413.2031 | 414.5345 | 416.0358 | 418.2474 | 420.5668 | 423.0211 | 425.4079
44 | New Osborne | U547 | 401.7714 | 410.7107 | 411.895 | 413.2031 | 414.5345 | 416.0358 | 418.2474 | 420.5668 | 423.0211 | 425.4079
45 | Torrens Island A | H255 | 401.7714 | 410.7107 | 411.895 | 413.2031 | 414.5345 | 416.0358 | 418.2474 | 420.5668 | 423.0211 | 425.4079
46 | Whyalla Central | T575 | 69.3552 | 69.0721 | 68.8834 | 68.6947 | 68.4116 | 68.2229 | 68.3172 | 68.1285 | 67.9398 | 67.7511
47 | Wudinna | T320 | 12.3914 | 12.2151 | 12.1221 | 12.0319 | 11.9405 | 11.8542 | 11.6907 | 11.5514 | 11.4057 | 11.2632
48 | Yadnarie | T262 | 6.9753 | 6.8204 | 6.7476 | 6.6807 | 6.6162 | 6.5546 | 6.4267 | 6.3162 | 6.2 | 6.0866
49 | Bungama | H396 | 68.8859 | 69.0541 | 69.2232 | 69.2976 | 69.47 | 69.6224 | 69.7197 | 69.8169 | 69.9142 | 70.0114
50 | Monash | T565 | 84.3762 | 84.9929 | 84.9901 | 85.0378 | 85.1062 | 85.2151 | 85.1316 | 85.1756 | 85.2219 | 85.2671