## TransmissionLines
| Transmission line | ID | Location of constraint (start) - Latitude | Location of constraint (start) - Longitude | Location of constraint (end) - Latitude | Location of constraint (end) - Longitude | Voltage level
Units |  |  | Degrees | Degrees | Degrees | Degrees | kV
Rule | TGTL001 | TGTL001 | TGTL003 | TGTL003 | TGLT004 | TGLT004 | TGTL007
Description | Connection point names at each of of transmission lines subject to any historical or emerging constraints. | Unique ID for transmission lines subject to any historical or emerging constraints | Latitude of the connection points at the beginning of the transmission line segment. | Longitude of the connection points at the beginning of the transmission line segment. | Latitude of the connection points at the end of the transmission line segment. | Longitude of the connection points at the end of the transmission line segment. | Operational voltage level of the assets involved in at the constraint.
0 | Belalie - Davenport | F1920 | -32.5363994280515 | 137.813943496135 | -33.309139469486 | 138.726684316165 | 275
1 | Blanche - Mt Gambier | F1839 | -37.8261087878517 | 140.73173787706 | -37.839177593209 | 140.804209660515 | 132
2 | Canowie - Mt Lock | F1968 | -33.3461876688214 | 138.751681611043 | -33.0851978574733 | 138.522313659482 | 275
3 | Cherry Gardens - Happy Valley | F1906 | -35.0958524743393 | 138.64527862408 | -35.0521264735876 | 138.577804235967 | 275
4 | Cultana - Yadnarie | F1810 | -32.931914415867 | 137.545184516854 | -33.6893453811027 | 136.401087653274 | 132
5 | Davenport - Leigh Creek | F1813 | -30.5240914353465 | 138.387714523329 | -32.5346834250189 | 137.81246349799 | 132
6 | Keith - Kincraig | F1828 | -36.1078355554136 | 140.300096886302 | -36.9647925834092 | 140.687484753826 | 132
7 | Kincraig - Penola West | F1831 | -36.965308580519 | 140.687521752684 | -37.4573385904055 | 140.781573192594 | 132
8 | Magill - East Terrace | F1914 | -34.9247251739521 | 138.610274739832 | -34.9109083736435 | 138.681047727203 | 275
9 | Mokota - Willalo | F1952 | -33.4508190732278 | 138.796915100826 | -33.556456476979 | 138.847797284577 | 275
10 | Mt Lock - Davenport | F1919 | -33.0851978574733 | 138.522313659482 | -32.5377774277228 | 137.81406349496 | 275
11 | Morgan Whyalla Pump Station #1 - North West Bend | F1854 | -33.994823513028 | 139.732102121442 | -34.0206615150511 | 139.687493429026 | 132
| Morgan Whyalla Pump Station #2 - Morgan Whyalla Pump Station #1 | F1853 | -34.0207 | 139.6875 | -33.9704 | 139.4233 | 132
| Morgan Whyalla Pump Station #3 - Morgan Whyalla Pump Station #2 | F1849 | -33.9704 | 139.423 | -33.9725 | 139.1887 | 132
12 | Morgan Whyalla Pump Station #4 - Robertstown | F1855 | -33.955581486565 | 139.128036217913 | -33.9659115872241 | 139.063195724083 | 132
| Murray Bridge Hahndorf Pump Station #3 - Back Callington | F1850 | -35.0572 | 139.0163 | -35.0998 | 138.9991 | 132
13 | North West Bend - Monash #1 | F1820 | -34.2374565572701 | 140.597007969322 | -33.9945965167777 | 139.732946123495 | 132
14 | Para - Munno Para | F1956 | -34.6537464722232 | 138.699136238191 | -34.7350054778843 | 138.711190234525 | 275
15 | Parafield Gardens West - Para | F1940 | -34.7350054778843 | 138.711190234525 | -34.7769374683681 | 138.598923246484 | 275
16 | Pelican Point - Parafield Gardens West | F1901 | -34.7658484668007 | 138.50745026506 | -34.7772434707511 | 138.597891252431 | 275
17 | Robertstown - Canowie | F1926 | -33.9558534851278 | 139.12636521613 | -33.346425669499 | 138.751832411135 | 275
18 | Robertstown - Mokota | F1946 | -33.556456476979 | 138.847797284577 | -33.9558534851278 | 139.12636521613 | 275
19 | Robertstown - Morgan Whyalla Pump Station #3 | F1847 | -33.955581486565 | 139.128036217913 | -33.9725146920173 | 139.188436103986 | 132
20 | Robertstown - Para | F1945 | -33.9564107886067 | 139.127420515928 | -34.7351814760783 | 138.712750236819 | 275
21 | Robertstown - Tungkillo | F1938 | -33.9564107886067 | 139.127420515928 | -31.4664023896186 | 137.087809652069 | 275
22 | Snuggery - Blanche | F1838 | -37.6644665696762 | 140.416773741208 | -37.8256865854747 | 140.731663677383 | 132
23 | South East - Mount Gambier | F1829 | -37.839262590023 | 140.804380658884 | -37.7341865911451 | 140.841661660098 | 132
24 | South East - Tailem Bend #1 | F1922 | -35.2716728107434 | 139.491721876049 | -37.7325605913472 | 140.840152664569 | 275
25 | South East - Tailem Bend #2 | F1923 | -35.2716728107434 | 139.491721876049 | -37.7325445949255 | 140.839560664035 | 275
26 | Tailem Bend - Cherry Gardens | F1944 | -35.2716295151134 | 139.493072076928 | -35.0955811761948 | 138.64631862134 | 275
27 | Tailem Bend - Mobilong | F1835 | -35.2716295151134 | 139.493072076928 | -34.8781298877689 | 139.060155070215 | 132
28 | Tailem Bend - Tungkillo | F1942 | -35.2716295151134 | 139.493072076928 | -34.8781298877689 | 139.060155070215 | 275
29 | Templers - Roseworthy | F1890 | -34.4628164795401 | 138.770992245509 | -34.5487094781544 | 138.760846234649 | 132
30 | TIPS - Cherry Gardens | F1903 | -34.8065594685034 | 138.525078258156 | -35.0947474779812 | 138.644307224979 | 275
31 | TIPS - Magill | F1912 | -34.8078774686742 | 138.523802256154 | -34.9106944747543 | 138.682936226043 | 275
32 | TIPS - New Osborne #3 | F1714 | -34.7976383654852 | 138.506085860105 | -34.8054330 | 138.5251845 | 66
33 | TIPS - New Osborne #4 | F1715 | -34.8054506654749 | 138.525290457529 | -34.797561468537 | 138.505989263476 | 66
34 | TIPS - Para #4 | F1902 | -34.8078774686742 | 138.523802256154 | -34.7364914739761 | 138.711197237698 | 275
35 | Waterloo - Mintaro | F1805 | -33.9897834778895 | 138.873951257048 | -33.9026204701291 | 138.738077280717 | 132
36 | Waterloo - Templers | F1821 | -33.9905854800813 | 138.873933256704 | -34.4626104786714 | 138.771094243379 | 132
37 | Waterloo - Waterloo East | F1806 | -34.0016414810617 | 138.911320249099 | -33.9897834778895 | 138.873951257048 | 132
38 | Waterloo East - Morgan Whyalla Pump Station #4 | F1888 | -34.0016414810617 | 138.911320249099 | -33.9660583859738 | 139.063020128642 | 132
39 | Willalo - Belalie | F1951 | -33.309139469486 | 138.726684316165 | -33.4508190732278 | 138.796915100826 | 275
40 | Yadnarie - Pt Lincoln | F1811 | -34.6996143699417 | 135.805404699007 | -33.6897143860068 | 136.401091653616 | 132
| OCPL - New Osborne #1 | F1701 | -34.7978 | 138.5079 | -34.7973 | 138.5059 | 66
| OCPL - New Osborne #2 | F1702 | -34.7978 | 138.508 | -34.7976 | 138.506 | 66
| New Osborne - LeFevre #1 | F1703 | -34.7799 | 138.5087 | -34.7972 | 138.5056 | 66
| Monash - Berri | F1704 | -34.2381 | 140.5967 | -34.2701 | 140.5974 | 66
| LeFevre - New Osborne #2 | F1707 | -34.7799 | 138.5087 | -34.7971 | 138.5061 | 66
| Yadnarie - Wudinna | F1801 | -33.0526 | 135.4523 | -33.6891 | 136.4012 | 132
| Bungama - Port Pirie | F1802 | -33.1945 | 138.0666 | -33.1709 | 138.0066 | 132
| Hummocks - Ardrossan West | F1803 | -34.0882 | 138.0915 | -34.429 | 137.8886 | 132
| Mintaro - Clare North | F1804 | -33.9027 | 138.7378 | -33.8233 | 138.6269 | 132
| North West Bend - Monash #2 | F1807 | -34.2375 | 140.596 | -33.9949 | 139.7325 | 132
| Davenport-Pimba | F1812 | -31.4664 | 137.0878 | -32.5347 | 137.8125 | 132
| Para - Roseworthy | F1822 | -34.5487 | 138.7608 | -34.7333 | 138.7134 | 132
| Cherry Gardens-Mount Barker | F1825 | -35.0949 | 138.6474 | -35.0794 | 138.8518 | 132
| Mt Barker-Murray Bridge Hahndorf PS #3 | F1826 | -35.0796 | 138.8522 | -35.0572 | 139.0163 | 132
| Tailem Bend - Keith #2 | F1827 | -35.2708 | 139.4928 | -36.1083 | 140.2985 | 132
| Angas Creek-Mannum | F1832 | -34.8504 | 139.1338 | -34.8469 | 138.937 | 132
| Mannum - Mannum Adelaide PS #1 | F1833 | -34.9174 | 139.2645 | -34.9193 | 139.3059 | 132
| Mannum - Mobilong | F1834 | -34.9174 | 139.2645 | -35.0643 | 139.2662 | 132
| Mobilong - Tailem Bend | F1835 | -35.27 | 139.4929 | -35.0642 | 139.2664 | 132
| Hummocks - Kadina East | F1841 | -33.9772 | 137.7295 | -34.0877 | 138.0914 | 132
| Cultana - Whyalla Central #1 | F1843 | -32.9319 | 137.5452 | -33.0095 | 137.563 | 132
| Cultana - Stony Point | F1844 | -32.9869 | 137.7742 | -32.9311 | 137.5451 | 132
| Mobilong-Murray Bridge Hahndorf PS #1 | F1845 | -35.0645 | 139.2668 | -35.0954 | 139.2876 | 132
| Robertstown - North West Bend #1 | F1846 | -33.9944 | 139.7321 | -33.9554 | 139.1277 | 132
| Ardrossan West - Dalrymple | F1848 | -34.9357 | 137.7444 | -34.4297 | 137.8883 | 132
| Murray Bridge Hahndorf PS #3 - Murray Bridge Hahndorf PS #2 | F1851 | -35.0572 | 139.0163 | -35.0933 | 139.21 | 132
| Murray Bridge Hahndorf PS #2 - Mobilong | F1852 | -35.0935 | 139.21 | -35.0646 | 139.2662 | 132
| Bungama-Baroota | F1856 | -32.9677 | 138.039 | -33.1945 | 138.0666 | 132
| Pimba-Woomera | F1857 | -31.1474 | 136.802 | -31.2348 | 136.8313 | 132
| Hummocks-Waterloo | F1861 | -34.088 | 138.0917 | -33.9906 | 138.8739 | 132
| Penola West - South East | F1864 | -37.4575 | 140.7819 | -37.734 | 140.8407 | 132
| Monash - Berri #1 | F1865 | -34.2379 | 140.597 | -34.2696 | 140.598 | 132
| Monash - Berri #2 | F1866 | -34.2377 | 140.5961 | -34.2696 | 140.5976 | 132
| South East - Snuggery | F1872 | -37.6645 | 140.4168 | -37.734 | 140.8407 | 132
| Templers - Dorrien | F1873 | -34.4913 | 138.9661 | -34.4628 | 138.7716 | 132
| Templers West - Dorrien | F1874 | -34.4622 | 138.7692 | -34.4919 | 138.9662 | 132
| Clare north - Brinkworth | F1886 | -33.8232 | 138.6269 | -33.6313 | 138.3729 | 132
| Magill - Happy Valley | F1905 | -35.0517 | 138.5777 | -34.9107 | 138.6829 | 275
| Cherry Gardens-Morphett Vale East | F1907 | -35.0956 | 138.6463 | -35.1138 | 138.5504 | 275
| Happy Valley - Morphett Vale East | F1908 | -35.1131 | 138.5503 | -35.0521 | 138.5778 | 275
| Brinkworth - Davenport (east cct) | F1910 | -32.5364 | 137.8139 | -33.6319 | 138.3724 | 275
| Templers West - Brinkworth (east cct) | F1911 | -33.6312 | 138.3704 | -34.462 | 138.7671 | 275
| Para - Magill #1 | F1913 | -34.7365 | 138.7112 | -34.9107 | 138.6829 | 275
| Magill - East Terrace | F1914 | -34.9247 | 138.6103 | -34.9109 | 138.681 | 275
| Munno Para - Blyth West | F1918 | -34.6537 | 138.6991 | -33.8472 | 138.4081 | 275
| Para - Tungkillo | F1921 | -34.8773 | 139.0589 | -34.7352 | 138.7128 | 275
| Pelican Point - LeFevre | F1924 | -34.7658 | 138.5075 | -34.7792 | 138.5093 | 275
| LeFevre - TIPS | F1925 | -34.8063 | 138.5253 | -34.7794 | 138.5098 | 275
| South East - Heywood #1 | F1930 | -37.7632 | 140.9676 | -37.7327 | 140.8407 | 275
| South East - Heywood #2 | F1931 | -37.7632 | 140.9676 | -37.7326 | 140.8402 | 275
| TIPS - Kilburn | F1932 | -34.8083 | 138.5234 | -34.8475 | 138.5808 | 275
| Kilburn - Northfield | F1933 | -34.8472 | 138.6336 | -34.8475 | 138.5809 | 275
| TIPS - Northfield | F1934 | -34.8083 | 138.5234 | -34.8472 | 138.6336 | 275
| Corraberra Hill - Cultana | F1935 | -32.6177 | 137.5927 | -32.9314 | 137.5439 | 275
| Davenport - Cultana #2 | F1936 | -32.5365 | 137.812 | -32.9313 | 137.5443 | 275
| Bungama - Davenport | F1941 | -33.1936 | 138.0678 | -32.5378 | 137.8141 | 275
| Tungkillo - Mount Barker South | F1943 | -35.0848 | 138.8494 | -34.8773 | 139.0589 | 275
| TIPS - City West | F1949 | -34.8068 | 138.5251 | -34.9395 | 138.5798 | 275
| Mount Barker South - Cherry Gardens | F1955 | -35.0956 | 138.6463 | -35.0844 | 138.8481 | 275
| Para - Templers West | F1961 | -34.7365 | 138.7128 | -34.462 | 138.7671 | 275
| Blyth West - Bungama | F1966 | -33.1936 | 138.0678 | -33.8472 | 138.4081 | 275
| TIPS North - TIPS #1 | F1705 | -34.7794 | 138.5219 | -34.8059 | 138.5254 | 66
| TIPS North - TIPS #2 | F1706 | -34.7794 | 138.5219 | -34.806 | 138.5255 | 66
| Waterloo-Robertstown 1 (not in service) | F1819 | -33.9554 | 139.1277 | -33.9893 | 138.8768 | 132
| Pimba-Olympic Dam | F1858 | -30.442 | 136.8714 | -31.2345 | 136.8315 | 132
| Snuggery - Mayurra | F1868 | -37.6648 | 140.4164 | -37.7378 | 140.3878 | 132
| Sleaford - Pt Lincoln | F1870 | -34.6994 | 135.8051 | -34.85 | 135.5944 | 132
| Yadnarie - Mt Millar | F1871 | -33.6895 | 136.4011 | -33.625 | 136.7035 | 132
| Redhill - Clements Gap | F1887 | -33.4951 | 138.2672 | -33.508 | 138.1307 | 132
| Whyalla Central - Whyalla Terminal | F1892 | -33.0096 | 137.5638 | -33.0099 | 137.5763 | 132
| Cultana - Whyalla Central #2 | F1893 | -32.9319 | 137.5455 | -33.0095 | 137.5633 | 132
| Davenport-Olympic Dam | F1909 | -32.5364 | 137.8139 | -30.4501 | 136.8609 | 275
| Mt Gunson South - Pernatty (future) | F1875 | -31.4686 | 137.0882 | -31.2482 | 137.4823 | 132
| Tailem Bend - Tailem Bend Solar Diesel Farm (future) | F1876 | -35.2709 | 139.4915 |  |  | 132
| Davenport - Emeroo | F1877 | -32.4145 | 137.8482 | -32.5347 | 137.8128 | 132
| Mt Gunson South - Pimba (future) | F1895 | -31.4664 | 137.0878 | -31.2348 | 136.8313 | 132
| Mannum Adelaide PS #3 - Mannum Adelaide PS #2 | F1897 | -34.8504 | 139.1329 | -34.8576 | 139.1673 | 132
| Mannum Adelaide PS #2 - Mannum | F1898 | -34.8576 | 139.1674 | -34.9171 | 139.2642 | 132
| Davenport - Corraberra Hill | F1965 | -32.6177 | 137.5927 | -32.5365 | 137.812 | 275
| Davenport - Whyalla #1 | F1808 | -32.5355 | 137.8121 | -32.9371 | 137.5424 | 132
| Davenport - Whyalla #2 | F1809 | -32.5355 | 137.8121 | -32.9303 | 137.5451 | 132
| Cultana - Yadnarie | F1810 | -32.9319 | 137.5452 | -33.6893 | 136.4011 | 132
| Davenport-Leigh Creek | F1813 | -30.5241 | 138.3877 | -32.5347 | 137.8125 | 132
| Hummocks - Bungama | F1816 | -34.0878 | 138.0917 | -33.1943 | 138.0674 | 132
| Bungama - Brinkworth | F1818 | -33.1943 | 138.0674 | -33.6309 | 138.3737 | 132
| Tailem Bend - Keith #1 (not in service) | F1836 | -35.2706 | 139.4933 | -36.1077 | 140.2988 | 132
| Keith - Snuggery (not in service) | F1837 | -37.6643 | 140.417 | -36.1082 | 140.2988 | 132
| Murray Bridge Hahndorf PS# 3 - Kanmantoo - Back Callington | F1850 | -35.0572 | 139.0163 | -35.0998 | 138.9991 | 132
| Para - Angas Creek | F1869 | -34.8469 | 138.9369 | -34.7333 | 138.7134 | 132
| Playford - Davenport #2 (not in service) | F1884 | -32.5347 | 137.8121 | -32.5401 | 137.7832 | 132
| NPS - Davenport #1 (not in service) | F1916 | -32.5465 | 137.7895 | -32.5378 | 137.8131 | 275
| NPS - Davenport #2 (not in service) | F1917 | -32.5465 | 137.7895 | -32.5378 | 137.8131 | 275
| Playford - Davenport #1 (not in service) | F1937 | -32.5365 | 137.812 | -32.5384 | 137.7844 | 275

## HistoricRatings
| Transmission line | ID | Historic connection point rating - date rating commenced | Historic Line Rating
Units |  |  | HH:MM DD/MM/YYYY | MVA
Rule | TGTL001 | TGTL001 | TGTL018 | TGTL018
Description | Connection point names at each of of transmission lines subject to any historical or emerging constraints. | Unique ID for transmission lines subject to any historical or emerging constraints | The summer and winter ratings for the past 3 years. | The summer and winter ratings for the past 3 years.
| Keith - Kincraig | F1828 | 2016-07-16 13:10 | 182.8992
| Kincraig - Penola West | F1831 | 2016-07-14 16:35 | 136.9458
| Kincraig - Penola West | F1831 | 2019-05-30 15:00 | 182.8992
| Morgan Whyalla Pump Station #1 - North West Bend | F1854 | 2017-08-09 05:20 | 137
| Morgan Whyalla Pump Station #4 - Robertstown | F1855 | 2017-05-24 17:55 | 137
| North West Bend - Monash #1 | F1820 | 2016-09-28 03:25 | 165
| Parafield Gardens West - Para | F1940 | 2016-11-17 08:55 | 714
| Pelican Point - Parafield Gardens West | F1901 | 2016-11-17 12:55 | 962
| Pelican Point - Parafield Gardens West | F1901 | 2016-11-17 17:00 | 902
| Pelican Point - Parafield Gardens West | F1901 | 2018-01-08 10:35 | 962
| Pelican Point - Parafield Gardens West | F1901 | 2018-04-11 18:50 | 902
| Robertstown - Canowie | F1926 | 2017-12-01 09:20 | 429
| Robertstown - Canowie | F1926 | 2019-05-31 | 476
| Robertstown - Mokota | F1946 | 2016-09-05 09:45 | 429
| Robertstown - Morgan Whyalla Pump Station #3 | F1847 | 2016-07-16 11:05 | 137
| Robertstown - Para | F1945 | 2016-12-18 14:05 | 564
| Robertstown - Para | F1945 | 2016-12-19 12:05 | 481
| Robertstown - Para | F1945 | 2016-12-19 20:05 | 451
| Robertstown - Para | F1945 | 2016-12-20 02:05 | 481
| Robertstown - Para | F1945 | 2016-12-20 14:05 | 564
| Robertstown - Para | F1945 | 2016-12-20 20:05 | 481
| Robertstown - Para | F1945 | 2017-02-07 12:05 | 564
| Robertstown - Para | F1945 | 2017-02-08 09:40 | 481
| Robertstown - Para | F1945 | 2017-03-01 16:40 | 451
| Robertstown - Para | F1945 | 2017-09-11 12:05 | 564
| Robertstown - Para | F1945 | 2017-09-11 20:05 | 481
| Robertstown - Para | F1945 | 2017-09-12 12:05 | 564
| Robertstown - Para | F1945 | 2017-09-12 16:05 | 481
| Robertstown - Para | F1945 | 2017-09-17 14:05 | 564
| Robertstown - Para | F1945 | 2017-09-17 22:05 | 481
| Robertstown - Para | F1945 | 2017-09-20 16:05 | 564
| Robertstown - Para | F1945 | 2017-09-20 20:05 | 481
| Robertstown - Para | F1945 | 2017-09-22 12:05 | 564
| Robertstown - Para | F1945 | 2017-09-23 02:05 | 481
| Robertstown - Para | F1945 | 2017-09-23 13:05 | 564
| Robertstown - Para | F1945 | 2017-10-03 22:05 | 481
| Robertstown - Para | F1945 | 2017-10-04 10:05 | 564
| Robertstown - Para | F1945 | 2017-10-04 22:05 | 481
| Robertstown - Para | F1945 | 2017-10-07 14:05 | 564
| Robertstown - Para | F1945 | 2017-10-08 00:05 | 481
| Robertstown - Para | F1945 | 2017-10-08 12:05 | 564
| Robertstown - Para | F1945 | 2017-10-08 22:05 | 481
| Robertstown - Para | F1945 | 2018-03-13 14:05 | 564
| Robertstown - Para | F1945 | 2018-03-13 20:05 | 481
| Robertstown - Para | F1945 | 2018-03-14 12:05 | 564
| Robertstown - Para | F1945 | 2018-03-14 20:05 | 481
| Robertstown - Para | F1945 | 2018-03-15 14:05 | 564
| Robertstown - Para | F1945 | 2018-03-15 20:05 | 481
| Robertstown - Para | F1945 | 2018-03-16 12:05 | 564
| Robertstown - Para | F1945 | 2018-03-16 16:05 | 481
| Robertstown - Para | F1945 | 2018-03-17 06:05 | 564
| Robertstown - Para | F1945 | 2018-03-18 02:05 | 481
| Robertstown - Para | F1945 | 2018-03-18 16:05 | 564
| Robertstown - Para | F1945 | 2018-03-18 18:05 | 481
| Robertstown - Para | F1945 | 2018-03-19 13:20 | 564
| Robertstown - Para | F1945 | 2018-03-19 20:05 | 481
| Robertstown - Para | F1945 | 2018-03-21 14:05 | 564
| Robertstown - Para | F1945 | 2018-03-21 16:45 | 481
| Robertstown - Para | F1945 | 2018-07-27 15:05 | 564
| Robertstown - Para | F1945 | 2018-07-27 17:05 | 481
| Robertstown - Para | F1945 | 2018-08-02 15:05 | 564
| Robertstown - Para | F1945 | 2018-08-02 17:05 | 481
| Robertstown - Para | F1945 | 2018-08-02 17:20 | 564
| Robertstown - Para | F1945 | 2018-10-19 12:45 | 481
| Robertstown - Para | F1945 | 2018-10-29 14:05 | 564
| Robertstown - Para | F1945 | 2018-10-29 17:20 | 481
| Robertstown - Para | F1945 | 2018-10-30 10:05 | 564
| Robertstown - Para | F1945 | 2018-10-30 22:05 | 481
| Robertstown - Para | F1945 | 2018-10-31 10:05 | 564
| Robertstown - Para | F1945 | 2018-10-31 14:05 | 481
| Robertstown - Para | F1945 | 2018-10-31 22:05 | 451
| Robertstown - Para | F1945 | 2018-11-01 12:05 | 481
| Robertstown - Para | F1945 | 2018-11-01 22:05 | 451
| Robertstown - Para | F1945 | 2018-11-02 20:05 | 481
| Robertstown - Para | F1945 | 2018-11-03 14:05 | 564
| Robertstown - Para | F1945 | 2018-11-03 18:05 | 481
| Robertstown - Para | F1945 | 2018-11-04 10:05 | 564
| Robertstown - Para | F1945 | 2018-11-04 22:05 | 481
| Robertstown - Para | F1945 | 2018-11-05 12:05 | 564
| Robertstown - Para | F1945 | 2018-11-06 00:05 | 481
| Robertstown - Para | F1945 | 2018-11-09 14:05 | 564
| Robertstown - Para | F1945 | 2018-11-09 22:05 | 481
| Robertstown - Para | F1945 | 2018-11-10 12:05 | 564
| Robertstown - Para | F1945 | 2018-11-10 22:05 | 481
| Robertstown - Para | F1945 | 2018-11-11 10:05 | 564
| Robertstown - Para | F1945 | 2018-11-11 16:05 | 481
| Robertstown - Para | F1945 | 2018-11-11 20:05 | 451
| Robertstown - Para | F1945 | 2018-11-12 12:05 | 481
| Robertstown - Para | F1945 | 2018-11-12 18:05 | 451
| Robertstown - Para | F1945 | 2018-11-13 20:05 | 481
| Robertstown - Para | F1945 | 2018-11-14 16:05 | 564
| Robertstown - Para | F1945 | 2018-11-14 20:05 | 481
| Robertstown - Para | F1945 | 2018-11-15 14:05 | 564
| Robertstown - Para | F1945 | 2018-11-15 20:05 | 481
| Robertstown - Para | F1945 | 2018-11-16 12:05 | 564
| Robertstown - Para | F1945 | 2018-11-16 20:05 | 481
| Robertstown - Para | F1945 | 2018-11-17 14:05 | 564
| Robertstown - Para | F1945 | 2018-11-17 20:05 | 481
| Robertstown - Para | F1945 | 2018-11-18 10:05 | 564
| Robertstown - Para | F1945 | 2018-11-19 12:05 | 481
| Robertstown - Para | F1945 | 2018-11-19 20:05 | 451
| Robertstown - Para | F1945 | 2018-11-20 02:05 | 481
| Robertstown - Para | F1945 | 2018-11-25 12:05 | 564
| Robertstown - Para | F1945 | 2018-11-25 20:05 | 481
| Robertstown - Para | F1945 | 2018-11-26 14:05 | 564
| Robertstown - Para | F1945 | 2018-11-26 20:05 | 481
| Robertstown - Para | F1945 | 2018-11-29 14:05 | 564
| Robertstown - Para | F1945 | 2018-11-29 22:05 | 481
| Robertstown - Para | F1945 | 2018-11-30 12:05 | 564
| Robertstown - Para | F1945 | 2018-12-01 00:05 | 481
| Robertstown - Para | F1945 | 2018-12-01 04:05 | 564
| Robertstown - Para | F1945 | 2018-12-01 12:05 | 481
| Robertstown - Para | F1945 | 2018-12-01 14:05 | 451
| Robertstown - Para | F1945 | 2018-12-01 20:05 | 481
| Robertstown - Para | F1945 | 2018-12-03 12:05 | 564
| Robertstown - Para | F1945 | 2018-12-03 22:05 | 481
| Robertstown - Para | F1945 | 2018-12-04 14:05 | 564
| Robertstown - Para | F1945 | 2018-12-05 14:05 | 481
| Robertstown - Para | F1945 | 2018-12-05 22:05 | 451
| Robertstown - Para | F1945 | 2018-12-06 10:05 | 481
| Robertstown - Para | F1945 | 2018-12-06 22:05 | 451
| Robertstown - Para | F1945 | 2018-12-07 08:05 | 481
| Robertstown - Para | F1945 | 2018-12-07 22:05 | 451
| Robertstown - Para | F1945 | 2018-12-08 20:05 | 481
| Robertstown - Para | F1945 | 2018-12-09 10:05 | 564
| Robertstown - Para | F1945 | 2018-12-09 14:05 | 481
| Robertstown - Para | F1945 | 2018-12-09 18:05 | 451
| Robertstown - Para | F1945 | 2018-12-10 00:05 | 481
| Robertstown - Para | F1945 | 2018-12-10 10:05 | 564
| Robertstown - Para | F1945 | 2018-12-10 22:05 | 481
| Robertstown - Para | F1945 | 2018-12-11 08:05 | 564
| Robertstown - Para | F1945 | 2018-12-11 14:05 | 481
| Robertstown - Para | F1945 | 2018-12-11 20:05 | 451
| Robertstown - Para | F1945 | 2018-12-12 12:05 | 481
| Robertstown - Para | F1945 | 2018-12-12 18:05 | 451
| Robertstown - Para | F1945 | 2018-12-13 00:05 | 481
| Robertstown - Para | F1945 | 2018-12-14 13:10 | 564
| Robertstown - Para | F1945 | 2018-12-14 18:05 | 481
| Robertstown - Para | F1945 | 2018-12-15 10:05 | 564
| Robertstown - Para | F1945 | 2018-12-15 22:05 | 481
| Robertstown - Para | F1945 | 2018-12-16 14:05 | 564
| Robertstown - Para | F1945 | 2018-12-16 22:05 | 481
| Robertstown - Para | F1945 | 2018-12-17 12:05 | 564
| Robertstown - Para | F1945 | 2018-12-19 16:05 | 481
| Robertstown - Para | F1945 | 2018-12-19 20:05 | 451
| Robertstown - Para | F1945 | 2018-12-20 06:05 | 481
| Robertstown - Para | F1945 | 2018-12-20 10:05 | 564
| Robertstown - Para | F1945 | 2018-12-20 20:05 | 481
| Robertstown - Para | F1945 | 2018-12-21 14:05 | 564
| Robertstown - Para | F1945 | 2018-12-21 20:05 | 481
| Robertstown - Para | F1945 | 2018-12-22 12:05 | 564
| Robertstown - Para | F1945 | 2018-12-22 20:05 | 481
| Robertstown - Para | F1945 | 2018-12-23 10:05 | 564
| Robertstown - Para | F1945 | 2018-12-24 02:05 | 481
| Robertstown - Para | F1945 | 2018-12-24 10:05 | 564
| Robertstown - Para | F1945 | 2018-12-24 12:05 | 481
| Robertstown - Para | F1945 | 2018-12-24 22:05 | 451
| Robertstown - Para | F1945 | 2018-12-25 06:05 | 481
| Robertstown - Para | F1945 | 2018-12-25 08:05 | 564
| Robertstown - Para | F1945 | 2018-12-25 12:05 | 481
| Robertstown - Para | F1945 | 2018-12-25 22:05 | 451
| Robertstown - Para | F1945 | 2018-12-26 10:05 | 481
| Robertstown - Para | F1945 | 2018-12-26 22:05 | 451
| Robertstown - Para | F1945 | 2018-12-27 10:05 | 481
| Robertstown - Para | F1945 | 2018-12-27 22:05 | 451
| Robertstown - Para | F1945 | 2018-12-28 10:05 | 481
| Robertstown - Para | F1945 | 2018-12-28 20:05 | 451
| Robertstown - Para | F1945 | 2018-12-30 04:05 | 481
| Robertstown - Para | F1945 | 2018-12-30 10:05 | 564
| Robertstown - Para | F1945 | 2018-12-31 00:05 | 481
| Robertstown - Para | F1945 | 2018-12-31 10:05 | 564
| Robertstown - Para | F1945 | 2019-01-01 | 481
| Robertstown - Para | F1945 | 2019-01-01 10:05 | 564
| Robertstown - Para | F1945 | 2019-01-01 16:05 | 481
| Robertstown - Para | F1945 | 2019-01-01 18:05 | 451
| Robertstown - Para | F1945 | 2019-01-02 04:05 | 481
| Robertstown - Para | F1945 | 2019-01-02 10:05 | 564
| Robertstown - Para | F1945 | 2019-01-02 14:05 | 481
| Robertstown - Para | F1945 | 2019-01-02 20:05 | 451
| Robertstown - Para | F1945 | 2019-01-03 10:05 | 481
| Robertstown - Para | F1945 | 2019-01-04 08:05 | 451
| Robertstown - Para | F1945 | 2019-01-04 22:05 | 481
| Robertstown - Para | F1945 | 2019-01-05 10:05 | 564
| Robertstown - Para | F1945 | 2019-01-05 22:05 | 481
| Robertstown - Para | F1945 | 2019-01-06 10:05 | 564
| Robertstown - Para | F1945 | 2019-01-06 22:05 | 481
| Robertstown - Para | F1945 | 2019-01-07 12:05 | 564
| Robertstown - Para | F1945 | 2019-01-08 00:05 | 481
| Robertstown - Para | F1945 | 2019-01-08 10:05 | 564
| Robertstown - Para | F1945 | 2019-01-08 22:05 | 481
| Robertstown - Para | F1945 | 2019-01-09 12:05 | 564
| Robertstown - Para | F1945 | 2019-01-09 20:05 | 481
| Robertstown - Para | F1945 | 2019-01-10 12:05 | 564
| Robertstown - Para | F1945 | 2019-01-11 12:05 | 481
| Robertstown - Para | F1945 | 2019-01-12 02:05 | 451
| Robertstown - Para | F1945 | 2019-01-12 14:05 | 481
| Robertstown - Para | F1945 | 2019-01-12 16:05 | 451
| Robertstown - Para | F1945 | 2019-01-13 02:05 | 481
| Robertstown - Para | F1945 | 2019-01-13 10:05 | 564
| Robertstown - Para | F1945 | 2019-01-13 14:05 | 481
| Robertstown - Para | F1945 | 2019-01-13 20:05 | 451
| Robertstown - Para | F1945 | 2019-01-14 06:05 | 481
| Robertstown - Para | F1945 | 2019-01-14 08:05 | 564
| Robertstown - Para | F1945 | 2019-01-14 09:50 | 481
| Robertstown - Para | F1945 | 2019-01-15 00:05 | 451
| Robertstown - Para | F1945 | 2019-01-15 10:05 | 481
| Robertstown - Para | F1945 | 2019-01-16 00:05 | 451
| Robertstown - Para | F1945 | 2019-01-16 12:05 | 481
| Robertstown - Para | F1945 | 2019-01-17 00:05 | 451
| Robertstown - Para | F1945 | 2019-01-17 10:05 | 481
| Robertstown - Para | F1945 | 2019-01-18 02:05 | 451
| Robertstown - Para | F1945 | 2019-01-19 00:05 | 481
| Robertstown - Para | F1945 | 2019-01-19 10:05 | 564
| Robertstown - Para | F1945 | 2019-01-19 22:05 | 481
| Robertstown - Para | F1945 | 2019-01-20 10:05 | 564
| Robertstown - Para | F1945 | 2019-01-20 14:05 | 481
| Robertstown - Para | F1945 | 2019-01-20 20:05 | 451
| Robertstown - Para | F1945 | 2019-01-21 12:05 | 481
| Robertstown - Para | F1945 | 2019-01-21 22:05 | 451
| Robertstown - Para | F1945 | 2019-01-22 12:05 | 481
| Robertstown - Para | F1945 | 2019-01-23 00:05 | 451
| Robertstown - Para | F1945 | 2019-01-23 10:05 | 481
| Robertstown - Para | F1945 | 2019-01-25 04:05 | 451
| Robertstown - Para | F1945 | 2019-01-26 04:05 | 481
| Robertstown - Para | F1945 | 2019-01-26 10:05 | 564
| Robertstown - Para | F1945 | 2019-01-27 02:05 | 481
| Robertstown - Para | F1945 | 2019-01-27 10:05 | 564
| Robertstown - Para | F1945 | 2019-01-28 00:05 | 481
| Robertstown - Para | F1945 | 2019-01-28 10:05 | 564
| Robertstown - Para | F1945 | 2019-01-29 00:05 | 481
| Robertstown - Para | F1945 | 2019-01-29 10:05 | 564
| Robertstown - Para | F1945 | 2019-01-29 14:05 | 481
| Robertstown - Para | F1945 | 2019-01-29 20:05 | 451
| Robertstown - Para | F1945 | 2019-01-30 04:05 | 481
| Robertstown - Para | F1945 | 2019-01-30 08:05 | 564
| Robertstown - Para | F1945 | 2019-01-30 12:05 | 481
| Robertstown - Para | F1945 | 2019-01-30 20:05 | 451
| Robertstown - Para | F1945 | 2019-01-31 02:05 | 481
| Robertstown - Para | F1945 | 2019-01-31 12:20 | 564
| Robertstown - Para | F1945 | 2019-01-31 20:05 | 481
| Robertstown - Para | F1945 | 2019-02-01 12:05 | 564
| Robertstown - Para | F1945 | 2019-02-02 06:05 | 481
| Robertstown - Para | F1945 | 2019-02-02 10:05 | 564
| Robertstown - Para | F1945 | 2019-02-02 12:05 | 481
| Robertstown - Para | F1945 | 2019-02-03 00:05 | 451
| Robertstown - Para | F1945 | 2019-02-03 10:05 | 481
| Robertstown - Para | F1945 | 2019-02-03 20:05 | 451
| Robertstown - Para | F1945 | 2019-02-04 04:05 | 481
| Robertstown - Para | F1945 | 2019-02-04 10:05 | 564
| Robertstown - Para | F1945 | 2019-02-04 22:05 | 481
| Robertstown - Para | F1945 | 2019-02-05 12:05 | 564
| Robertstown - Para | F1945 | 2019-02-05 16:05 | 481
| Robertstown - Para | F1945 | 2019-02-05 18:05 | 451
| Robertstown - Para | F1945 | 2019-02-06 16:05 | 481
| Robertstown - Para | F1945 | 2019-02-06 20:05 | 451
| Robertstown - Para | F1945 | 2019-02-07 06:05 | 481
| Robertstown - Para | F1945 | 2019-02-07 08:05 | 564
| Robertstown - Para | F1945 | 2019-02-07 14:05 | 481
| Robertstown - Para | F1945 | 2019-02-07 18:05 | 451
| Robertstown - Para | F1945 | 2019-02-08 00:05 | 481
| Robertstown - Para | F1945 | 2019-02-08 12:05 | 564
| Robertstown - Para | F1945 | 2019-02-08 22:05 | 481
| Robertstown - Para | F1945 | 2019-02-09 12:05 | 564
| Robertstown - Para | F1945 | 2019-02-09 20:05 | 481
| Robertstown - Para | F1945 | 2019-02-10 14:05 | 564
| Robertstown - Para | F1945 | 2019-02-10 22:05 | 481
| Robertstown - Para | F1945 | 2019-02-11 00:05 | 564
| Robertstown - Para | F1945 | 2019-02-11 02:05 | 481
| Robertstown - Para | F1945 | 2019-02-11 12:05 | 564
| Robertstown - Para | F1945 | 2019-02-12 02:05 | 481
| Robertstown - Para | F1945 | 2019-02-13 14:05 | 564
| Robertstown - Para | F1945 | 2019-02-13 20:05 | 481
| Robertstown - Para | F1945 | 2019-02-14 14:05 | 564
| Robertstown - Para | F1945 | 2019-02-14 22:05 | 481
| Robertstown - Para | F1945 | 2019-02-15 10:05 | 564
| Robertstown - Para | F1945 | 2019-02-16 00:05 | 481
| Robertstown - Para | F1945 | 2019-02-16 10:05 | 564
| Robertstown - Para | F1945 | 2019-02-17 02:05 | 481
| Robertstown - Para | F1945 | 2019-02-17 10:05 | 564
| Robertstown - Para | F1945 | 2019-02-17 14:05 | 481
| Robertstown - Para | F1945 | 2019-02-17 22:05 | 451
| Robertstown - Para | F1945 | 2019-02-18 08:05 | 481
| Robertstown - Para | F1945 | 2019-02-18 12:05 | 564
| Robertstown - Para | F1945 | 2019-02-18 22:05 | 481
| Robertstown - Para | F1945 | 2019-02-19 12:05 | 564
| Robertstown - Para | F1945 | 2019-02-19 22:05 | 481
| Robertstown - Para | F1945 | 2019-02-20 12:05 | 564
| Robertstown - Para | F1945 | 2019-02-20 22:05 | 481
| Robertstown - Para | F1945 | 2019-02-21 12:05 | 564
| Robertstown - Para | F1945 | 2019-02-21 22:05 | 481
| Robertstown - Para | F1945 | 2019-02-22 10:05 | 564
| Robertstown - Para | F1945 | 2019-02-23 14:05 | 481
| Robertstown - Para | F1945 | 2019-02-23 20:05 | 451
| Robertstown - Para | F1945 | 2019-02-24 12:05 | 481
| Robertstown - Para | F1945 | 2019-02-24 22:05 | 451
| Robertstown - Para | F1945 | 2019-02-25 12:05 | 481
| Robertstown - Para | F1945 | 2019-02-26 00:05 | 451
| Robertstown - Para | F1945 | 2019-02-26 12:05 | 481
| Robertstown - Para | F1945 | 2019-02-26 22:05 | 451
| Robertstown - Para | F1945 | 2019-02-27 12:05 | 481
| Robertstown - Para | F1945 | 2019-02-28 00:05 | 451
| Robertstown - Para | F1945 | 2019-02-28 10:25 | 481
| Robertstown - Para | F1945 | 2019-02-28 22:05 | 451
| Robertstown - Para | F1945 | 2019-03-01 10:05 | 481
| Robertstown - Para | F1945 | 2019-03-02 06:05 | 451
| Robertstown - Para | F1945 | 2019-03-02 10:05 | 481
| Robertstown - Para | F1945 | 2019-03-03 02:05 | 451
| Robertstown - Para | F1945 | 2019-03-03 16:05 | 481
| Robertstown - Para | F1945 | 2019-03-03 20:05 | 451
| Robertstown - Para | F1945 | 2019-03-04 04:05 | 481
| Robertstown - Para | F1945 | 2019-03-04 10:05 | 564
| Robertstown - Para | F1945 | 2019-03-04 14:05 | 481
| Robertstown - Para | F1945 | 2019-03-04 18:05 | 451
| Robertstown - Para | F1945 | 2019-03-05 02:05 | 481
| Robertstown - Para | F1945 | 2019-03-05 10:05 | 564
| Robertstown - Para | F1945 | 2019-03-05 22:05 | 481
| Robertstown - Para | F1945 | 2019-03-07 16:05 | 564
| Robertstown - Para | F1945 | 2019-03-07 22:05 | 481
| Robertstown - Para | F1945 | 2019-03-08 12:05 | 564
| Robertstown - Para | F1945 | 2019-03-09 00:05 | 481
| Robertstown - Para | F1945 | 2019-03-09 10:05 | 564
| Robertstown - Para | F1945 | 2019-03-10 00:05 | 481
| Robertstown - Para | F1945 | 2019-03-10 12:05 | 564
| Robertstown - Para | F1945 | 2019-03-11 06:05 | 481
| Robertstown - Para | F1945 | 2019-03-11 10:05 | 564
| Robertstown - Para | F1945 | 2019-03-11 22:05 | 481
| Robertstown - Para | F1945 | 2019-03-12 14:05 | 564
| Robertstown - Para | F1945 | 2019-03-12 20:05 | 481
| Robertstown - Para | F1945 | 2019-03-13 14:05 | 564
| Robertstown - Para | F1945 | 2019-03-13 20:05 | 481
| Robertstown - Para | F1945 | 2019-03-14 14:20 | 564
| Robertstown - Para | F1945 | 2019-03-14 22:05 | 481
| Robertstown - Para | F1945 | 2019-03-15 12:05 | 564
| Robertstown - Para | F1945 | 2019-03-15 22:05 | 481
| Robertstown - Para | F1945 | 2019-03-16 10:05 | 564
| Robertstown - Para | F1945 | 2019-03-17 06:05 | 481
| Robertstown - Para | F1945 | 2019-03-17 10:05 | 564
| Robertstown - Para | F1945 | 2019-03-17 16:05 | 481
| Robertstown - Para | F1945 | 2019-03-17 20:05 | 451
| Robertstown - Para | F1945 | 2019-03-18 04:05 | 481
| Robertstown - Para | F1945 | 2019-03-18 10:05 | 564
| Robertstown - Para | F1945 | 2019-03-18 14:05 | 481
| Robertstown - Para | F1945 | 2019-03-18 20:05 | 451
| Robertstown - Para | F1945 | 2019-03-19 04:05 | 481
| Robertstown - Para | F1945 | 2019-03-19 10:05 | 564
| Robertstown - Para | F1945 | 2019-03-20 00:05 | 481
| Robertstown - Para | F1945 | 2019-03-20 10:05 | 564
| Robertstown - Para | F1945 | 2019-03-21 04:05 | 481
| Robertstown - Para | F1945 | 2019-03-21 10:05 | 564
| Robertstown - Para | F1945 | 2019-03-21 22:05 | 481
| Robertstown - Para | F1945 | 2019-03-22 10:05 | 564
| Robertstown - Para | F1945 | 2019-03-22 16:05 | 481
| Robertstown - Para | F1945 | 2019-03-22 18:05 | 451
| Robertstown - Para | F1945 | 2019-03-23 08:05 | 481
| Robertstown - Para | F1945 | 2019-03-23 10:05 | 564
| Robertstown - Para | F1945 | 2019-03-24 02:05 | 481
| Robertstown - Para | F1945 | 2019-03-24 12:05 | 564
| Robertstown - Para | F1945 | 2019-03-25 00:05 | 481
| Robertstown - Para | F1945 | 2019-03-26 14:05 | 564
| Robertstown - Para | F1945 | 2019-03-26 20:05 | 481
| Robertstown - Para | F1945 | 2019-03-27 12:05 | 564
| Robertstown - Para | F1945 | 2019-03-27 22:05 | 481
| Robertstown - Para | F1945 | 2019-03-28 13:10 | 564
| Robertstown - Para | F1945 | 2019-03-29 00:05 | 481
| Robertstown - Para | F1945 | 2019-03-29 08:05 | 564
| Robertstown - Para | F1945 | 2019-03-29 12:05 | 481
| Robertstown - Para | F1945 | 2019-04-01 14:05 | 564
| Robertstown - Para | F1945 | 2019-04-01 20:05 | 481
| Robertstown - Para | F1945 | 2019-04-02 12:05 | 564
| Robertstown - Para | F1945 | 2019-04-02 22:05 | 481
| Robertstown - Para | F1945 | 2019-04-03 12:05 | 564
| Robertstown - Para | F1945 | 2019-04-04 16:05 | 481
| Robertstown - Para | F1945 | 2019-04-04 20:05 | 451
| Robertstown - Para | F1945 | 2019-04-05 12:05 | 481
| Robertstown - Para | F1945 | 2019-04-05 18:05 | 451
| Robertstown - Para | F1945 | 2019-04-05 22:05 | 481
| Robertstown - Para | F1945 | 2019-04-06 14:05 | 564
| Robertstown - Para | F1945 | 2019-04-06 20:05 | 481
| Robertstown - Para | F1945 | 2019-04-07 15:05 | 564
| Robertstown - Para | F1945 | 2019-04-07 19:05 | 481
| Robertstown - Para | F1945 | 2019-04-08 15:05 | 564
| Robertstown - Para | F1945 | 2019-04-08 19:05 | 481
| Robertstown - Para | F1945 | 2019-04-11 15:05 | 564
| Robertstown - Para | F1945 | 2019-04-11 19:05 | 481
| Robertstown - Para | F1945 | 2019-04-12 13:05 | 564
| Robertstown - Para | F1945 | 2019-04-12 21:05 | 481
| Robertstown - Para | F1945 | 2019-04-13 13:05 | 564
| Robertstown - Para | F1945 | 2019-04-13 21:05 | 481
| Robertstown - Para | F1945 | 2019-04-14 13:05 | 564
| Robertstown - Para | F1945 | 2019-04-15 05:05 | 481
| Robertstown - Para | F1945 | 2019-04-15 07:05 | 564
| Robertstown - Para | F1945 | 2019-04-16 05:05 | 481
| Robertstown - Para | F1945 | 2019-04-16 11:05 | 564
| Robertstown - Para | F1945 | 2019-04-16 15:05 | 481
| Robertstown - Para | F1945 | 2019-04-16 21:05 | 451
| Robertstown - Para | F1945 | 2019-04-17 21:05 | 481
| Robertstown - Para | F1945 | 2019-04-18 15:05 | 564
| Robertstown - Para | F1945 | 2019-04-18 19:05 | 481
| Robertstown - Para | F1945 | 2019-04-19 09:05 | 564
| Robertstown - Para | F1945 | 2019-04-19 15:05 | 481
| Robertstown - Para | F1945 | 2019-04-19 19:05 | 451
| Robertstown - Para | F1945 | 2019-04-21 03:05 | 481
| Robertstown - Para | F1945 | 2019-04-23 15:05 | 564
| Robertstown - Para | F1945 | 2019-04-23 17:05 | 481
| Robertstown - Para | F1945 | 2019-04-24 15:05 | 564
| Robertstown - Para | F1945 | 2019-04-24 17:05 | 481
| Robertstown - Para | F1945 | 2019-04-25 15:05 | 564
| Robertstown - Para | F1945 | 2019-04-25 17:05 | 481
| Robertstown - Para | F1945 | 2019-04-29 15:05 | 564
| Robertstown - Para | F1945 | 2019-04-29 19:05 | 481
| Robertstown - Para | F1945 | 2019-04-30 13:05 | 564
| Robertstown - Para | F1945 | 2019-04-30 21:05 | 481
| Robertstown - Para | F1945 | 2019-05-15 15:05 | 564
| Robertstown - Para | F1945 | 2019-05-15 19:05 | 481
| Robertstown - Para | F1945 | 2019-05-16 17:05 | 564
| Robertstown - Para | F1945 | 2019-05-16 19:05 | 481
| Robertstown - Para | F1945 | 2019-05-17 15:05 | 564
| Robertstown - Para | F1945 | 2019-05-17 19:05 | 481
| Robertstown - Para | F1945 | 2019-05-18 13:05 | 564
| Robertstown - Para | F1945 | 2019-05-19 15:05 | 481
| Robertstown - Para | F1945 | 2019-05-21 16:10 | 564
| Robertstown - Para | F1945 | 2019-05-21 19:05 | 481
| Robertstown - Para | F1945 | 2019-05-22 13:05 | 564
| Robertstown - Para | F1945 | 2019-05-22 19:05 | 481
| Robertstown - Para | F1945 | 2019-05-23 13:05 | 564
| Robertstown - Para | F1945 | 2019-05-23 19:05 | 481
| Robertstown - Para | F1945 | 2019-05-24 13:05 | 564
| Robertstown - Para | F1945 | 2019-05-24 17:05 | 481
| Robertstown - Para | F1945 | 2019-05-31 | 564
| Robertstown - Tungkillo | F1938 | 2016-09-05 10:05 | 572
| Snuggery - Blanche | F1838 | 2017-02-14 16:05 | 125.9718
| Snuggery - Blanche | F1838 | 2017-02-14 21:05 | 110.8826
| Snuggery - Blanche | F1838 | 2017-02-15 10:05 | 125.9718
| Snuggery - Blanche | F1838 | 2017-02-15 20:05 | 110.8826
| Snuggery - Blanche | F1838 | 2017-02-16 14:05 | 125.9718
| Snuggery - Blanche | F1838 | 2017-02-16 17:05 | 110.8826
| Snuggery - Blanche | F1838 | 2017-02-21 13:05 | 125.9718
| Snuggery - Blanche | F1838 | 2017-02-21 21:05 | 110.8826
| Snuggery - Blanche | F1838 | 2017-02-22 00:05 | 125.9718
| Snuggery - Blanche | F1838 | 2017-02-22 01:05 | 110.8826
| Snuggery - Blanche | F1838 | 2017-02-22 09:05 | 125.9718
| Snuggery - Blanche | F1838 | 2017-02-22 11:05 | 110.8826
| Snuggery - Blanche | F1838 | 2017-02-26 16:05 | 125.9718
| Snuggery - Blanche | F1838 | 2017-02-26 20:05 | 110.8826
| Snuggery - Blanche | F1838 | 2017-02-27 10:05 | 125.9718
| Snuggery - Blanche | F1838 | 2017-02-28 14:05 | 110.8826
| Snuggery - Blanche | F1838 | 2017-02-28 19:05 | 104.9384
| Snuggery - Blanche | F1838 | 2017-03-01 13:05 | 110.8826
| Snuggery - Blanche | F1838 | 2017-03-01 19:05 | 104.9384
| Snuggery - Blanche | F1838 | 2017-03-02 05:05 | 110.8826
| Snuggery - Blanche | F1838 | 2017-03-02 12:05 | 125.9718
| Snuggery - Blanche | F1838 | 2017-03-02 22:05 | 110.8826
| Snuggery - Blanche | F1838 | 2017-03-03 10:05 | 125.9718
| Snuggery - Blanche | F1838 | 2017-03-03 23:05 | 110.8826
| Snuggery - Blanche | F1838 | 2017-03-04 09:05 | 125.9718
| Snuggery - Blanche | F1838 | 2017-03-04 20:05 | 110.8826
| Snuggery - Blanche | F1838 | 2017-03-05 14:05 | 125.9718
| Snuggery - Blanche | F1838 | 2017-03-05 15:05 | 110.8826
| Snuggery - Blanche | F1838 | 2017-03-05 16:05 | 125.9718
| Snuggery - Blanche | F1838 | 2017-03-05 17:05 | 110.8826
| Snuggery - Blanche | F1838 | 2017-03-06 15:05 | 125.9718
| Snuggery - Blanche | F1838 | 2017-03-06 18:05 | 110.8826
| Snuggery - Blanche | F1838 | 2017-03-07 12:05 | 125.9718
| Snuggery - Blanche | F1838 | 2017-03-07 22:05 | 110.8826
| Snuggery - Blanche | F1838 | 2017-03-08 11:30 | 125.9718
| Snuggery - Blanche | F1838 | 2017-03-08 23:05 | 110.8826
| Snuggery - Blanche | F1838 | 2017-03-09 11:05 | 125.9718
| Snuggery - Blanche | F1838 | 2017-03-09 22:05 | 110.8826
| Snuggery - Blanche | F1838 | 2017-03-10 11:40 | 125.9718
| Snuggery - Blanche | F1838 | 2017-03-10 21:05 | 110.8826
| Snuggery - Blanche | F1838 | 2017-03-10 23:05 | 125.9718
| Snuggery - Blanche | F1838 | 2017-03-11 03:05 | 110.8826
| Snuggery - Blanche | F1838 | 2017-03-11 11:05 | 125.9718
| Snuggery - Blanche | F1838 | 2017-03-11 20:05 | 110.8826
| Snuggery - Blanche | F1838 | 2017-03-14 11:05 | 125.9718
| Snuggery - Blanche | F1838 | 2017-03-14 21:05 | 110.8826
| Snuggery - Blanche | F1838 | 2017-03-15 10:05 | 125.9718
| Snuggery - Blanche | F1838 | 2017-03-16 00:05 | 110.8826
| Snuggery - Blanche | F1838 | 2017-03-17 16:05 | 125.9718
| Snuggery - Blanche | F1838 | 2017-03-17 18:05 | 110.8826
| Snuggery - Blanche | F1838 | 2017-03-18 11:05 | 125.9718
| Snuggery - Blanche | F1838 | 2017-03-18 22:05 | 110.8826
| Snuggery - Blanche | F1838 | 2017-03-19 10:05 | 125.9718
| Snuggery - Blanche | F1838 | 2017-03-20 08:05 | 110.8826
| Snuggery - Blanche | F1838 | 2017-03-20 09:05 | 125.9718
| Snuggery - Blanche | F1838 | 2017-03-20 15:05 | 110.8826
| Snuggery - Blanche | F1838 | 2017-03-20 17:05 | 125.9718
| Snuggery - Blanche | F1838 | 2017-03-20 20:05 | 110.8826
| Snuggery - Blanche | F1838 | 2017-03-20 21:05 | 125.9718
| Snuggery - Blanche | F1838 | 2017-03-20 22:05 | 110.8826
| Snuggery - Blanche | F1838 | 2017-03-20 23:05 | 125.9718
| Snuggery - Blanche | F1838 | 2017-03-21 02:05 | 110.8826
| Snuggery - Blanche | F1838 | 2017-03-21 13:05 | 125.9718
| Snuggery - Blanche | F1838 | 2017-03-21 20:05 | 110.8826
| Snuggery - Blanche | F1838 | 2017-03-23 14:05 | 125.9718
| Snuggery - Blanche | F1838 | 2017-03-23 20:05 | 110.8826
| Snuggery - Blanche | F1838 | 2017-03-24 11:05 | 125.9718
| Snuggery - Blanche | F1838 | 2017-03-25 02:05 | 110.8826
| Snuggery - Blanche | F1838 | 2017-03-25 12:05 | 125.9718
| Snuggery - Blanche | F1838 | 2017-03-25 13:05 | 110.8826
| Snuggery - Blanche | F1838 | 2017-03-25 14:05 | 125.9718
| Snuggery - Blanche | F1838 | 2017-03-25 18:05 | 110.8826
| Snuggery - Blanche | F1838 | 2017-03-26 10:05 | 125.9718
| Snuggery - Blanche | F1838 | 2017-03-27 04:05 | 110.8826
| Snuggery - Blanche | F1838 | 2017-04-04 14:05 | 125.9718
| Snuggery - Blanche | F1838 | 2017-04-04 17:05 | 110.8826
| Snuggery - Blanche | F1838 | 2017-04-05 13:05 | 125.9718
| Snuggery - Blanche | F1838 | 2017-04-05 19:05 | 110.8826
| Snuggery - Blanche | F1838 | 2017-04-06 12:05 | 125.9718
| Snuggery - Blanche | F1838 | 2017-04-06 20:05 | 110.8826
| Snuggery - Blanche | F1838 | 2017-04-07 12:05 | 125.9718
| Snuggery - Blanche | F1838 | 2017-04-07 20:05 | 110.8826
| Snuggery - Blanche | F1838 | 2017-04-08 12:05 | 125.9718
| Snuggery - Blanche | F1838 | 2017-04-08 16:05 | 110.8826
| Snuggery - Blanche | F1838 | 2017-04-13 14:05 | 125.9718
| Snuggery - Blanche | F1838 | 2017-04-13 17:05 | 110.8826
| Snuggery - Blanche | F1838 | 2017-04-15 15:05 | 125.9718
| Snuggery - Blanche | F1838 | 2017-04-15 17:05 | 110.8826
| Snuggery - Blanche | F1838 | 2017-04-17 15:05 | 125.9718
| Snuggery - Blanche | F1838 | 2017-04-17 19:05 | 110.8826
| Snuggery - Blanche | F1838 | 2017-04-18 16:35 | 125.9718
| Snuggery - Blanche | F1838 | 2017-04-18 19:05 | 110.8826
| Snuggery - Blanche | F1838 | 2017-04-19 11:05 | 125.9718
| Snuggery - Blanche | F1838 | 2017-04-19 21:05 | 110.8826
| Snuggery - Blanche | F1838 | 2017-09-22 13:05 | 125.9718
| Snuggery - Blanche | F1838 | 2017-09-22 20:05 | 110.8826
| Snuggery - Blanche | F1838 | 2017-10-03 14:05 | 125.9718
| Snuggery - Blanche | F1838 | 2017-10-03 19:05 | 110.8826
| Snuggery - Blanche | F1838 | 2017-10-04 12:05 | 125.9718
| Snuggery - Blanche | F1838 | 2017-10-04 18:05 | 110.8826
| Snuggery - Blanche | F1838 | 2017-10-07 15:05 | 125.9718
| Snuggery - Blanche | F1838 | 2017-10-07 20:05 | 110.8826
| Snuggery - Blanche | F1838 | 2017-10-08 17:05 | 125.9718
| Snuggery - Blanche | F1838 | 2017-10-08 18:05 | 110.8826
| Snuggery - Blanche | F1838 | 2017-10-10 16:05 | 125.9718
| Snuggery - Blanche | F1838 | 2017-10-10 17:05 | 110.8826
| Snuggery - Blanche | F1838 | 2017-10-16 10:05 | 125.9718
| Snuggery - Blanche | F1838 | 2017-10-16 23:05 | 110.8826
| Snuggery - Blanche | F1838 | 2017-10-17 00:05 | 125.9718
| Snuggery - Blanche | F1838 | 2017-10-17 03:05 | 110.8826
| Snuggery - Blanche | F1838 | 2017-10-17 09:05 | 125.9718
| Snuggery - Blanche | F1838 | 2017-10-18 06:05 | 110.8826
| Snuggery - Blanche | F1838 | 2017-10-18 07:05 | 125.9718
| Snuggery - Blanche | F1838 | 2017-10-18 21:05 | 110.8826
| Snuggery - Blanche | F1838 | 2017-10-24 12:05 | 125.9718
| Snuggery - Blanche | F1838 | 2017-10-24 13:05 | 110.8826
| Snuggery - Blanche | F1838 | 2017-10-27 11:05 | 125.9718
| Snuggery - Blanche | F1838 | 2017-10-27 18:05 | 110.8826
| Snuggery - Blanche | F1838 | 2017-10-29 11:05 | 125.9718
| Snuggery - Blanche | F1838 | 2017-10-29 14:05 | 110.8826
| Snuggery - Blanche | F1838 | 2017-11-09 11:05 | 125.9718
| Snuggery - Blanche | F1838 | 2017-11-09 21:05 | 110.8826
| Snuggery - Blanche | F1838 | 2017-11-10 09:05 | 125.9718
| Snuggery - Blanche | F1838 | 2017-11-11 22:05 | 110.8826
| Snuggery - Blanche | F1838 | 2017-11-12 03:05 | 125.9718
| Snuggery - Blanche | F1838 | 2017-11-13 14:05 | 110.8826
| Snuggery - Blanche | F1838 | 2017-11-13 17:05 | 104.9384
| Snuggery - Blanche | F1838 | 2017-11-14 02:05 | 110.8826
| Snuggery - Blanche | F1838 | 2017-11-14 08:05 | 125.9718
| Snuggery - Blanche | F1838 | 2017-11-14 18:05 | 110.8826
| Snuggery - Blanche | F1838 | 2017-11-19 11:05 | 125.9718
| Snuggery - Blanche | F1838 | 2017-11-20 05:05 | 110.8826
| Snuggery - Blanche | F1838 | 2017-11-20 08:05 | 125.9718
| Snuggery - Blanche | F1838 | 2017-11-22 20:05 | 110.8826
| Snuggery - Blanche | F1838 | 2017-11-24 10:05 | 125.9718
| Snuggery - Blanche | F1838 | 2017-11-24 18:05 | 110.8826
| Snuggery - Blanche | F1838 | 2017-11-25 10:05 | 125.9718
| Snuggery - Blanche | F1838 | 2017-11-25 18:05 | 110.8826
| Snuggery - Blanche | F1838 | 2017-11-27 14:05 | 125.9718
| Snuggery - Blanche | F1838 | 2017-11-27 19:05 | 110.8826
| Snuggery - Blanche | F1838 | 2017-11-28 08:05 | 125.9718
| Snuggery - Blanche | F1838 | 2017-11-29 07:05 | 110.8826
| Snuggery - Blanche | F1838 | 2017-11-29 08:05 | 125.9718
| Snuggery - Blanche | F1838 | 2017-11-29 12:05 | 110.8826
| Snuggery - Blanche | F1838 | 2017-11-29 18:05 | 104.9384
| Snuggery - Blanche | F1838 | 2017-11-30 05:05 | 110.8826
| Snuggery - Blanche | F1838 | 2017-11-30 08:05 | 125.9718
| Snuggery - Blanche | F1838 | 2017-11-30 19:05 | 110.8826
| Snuggery - Blanche | F1838 | 2017-12-10 12:05 | 125.9718
| Snuggery - Blanche | F1838 | 2017-12-10 20:05 | 110.8826
| Snuggery - Blanche | F1838 | 2017-12-11 11:05 | 125.9718
| Snuggery - Blanche | F1838 | 2017-12-11 20:05 | 110.8826
| Snuggery - Blanche | F1838 | 2017-12-12 09:05 | 125.9718
| Snuggery - Blanche | F1838 | 2017-12-12 14:05 | 110.8826
| Snuggery - Blanche | F1838 | 2017-12-12 20:05 | 104.9384
| Snuggery - Blanche | F1838 | 2017-12-13 10:05 | 110.8826
| Snuggery - Blanche | F1838 | 2017-12-13 13:05 | 104.9384
| Snuggery - Blanche | F1838 | 2017-12-13 14:05 | 110.8826
| Snuggery - Blanche | F1838 | 2017-12-13 15:05 | 104.9384
| Snuggery - Blanche | F1838 | 2017-12-13 21:05 | 110.8826
| Snuggery - Blanche | F1838 | 2017-12-15 15:05 | 125.9718
| Snuggery - Blanche | F1838 | 2017-12-15 17:05 | 110.8826
| Snuggery - Blanche | F1838 | 2017-12-16 18:05 | 125.9718
| Snuggery - Blanche | F1838 | 2017-12-16 19:05 | 110.8826
| Snuggery - Blanche | F1838 | 2017-12-17 11:05 | 125.9718
| Snuggery - Blanche | F1838 | 2017-12-19 00:05 | 110.8826
| Snuggery - Blanche | F1838 | 2017-12-19 13:05 | 125.9718
| Snuggery - Blanche | F1838 | 2017-12-19 19:05 | 110.8826
| Snuggery - Blanche | F1838 | 2017-12-22 12:05 | 125.9718
| Snuggery - Blanche | F1838 | 2017-12-22 22:05 | 110.8826
| Snuggery - Blanche | F1838 | 2017-12-23 09:05 | 125.9718
| Snuggery - Blanche | F1838 | 2017-12-23 14:05 | 110.8826
| Snuggery - Blanche | F1838 | 2017-12-23 16:05 | 104.9384
| Snuggery - Blanche | F1838 | 2017-12-23 23:05 | 110.8826
| Snuggery - Blanche | F1838 | 2017-12-25 14:05 | 125.9718
| Snuggery - Blanche | F1838 | 2017-12-25 19:05 | 110.8826
| Snuggery - Blanche | F1838 | 2017-12-26 10:05 | 125.9718
| Snuggery - Blanche | F1838 | 2017-12-27 11:05 | 110.8826
| Snuggery - Blanche | F1838 | 2017-12-27 15:05 | 104.9384
| Snuggery - Blanche | F1838 | 2017-12-28 00:05 | 110.8826
| Snuggery - Blanche | F1838 | 2017-12-28 13:05 | 125.9718
| Snuggery - Blanche | F1838 | 2017-12-28 16:05 | 110.8826
| Snuggery - Blanche | F1838 | 2018-01-04 11:05 | 125.9718
| Snuggery - Blanche | F1838 | 2018-01-04 21:05 | 110.8826
| Snuggery - Blanche | F1838 | 2018-01-05 10:05 | 125.9718
| Snuggery - Blanche | F1838 | 2018-01-05 15:05 | 110.8826
| Snuggery - Blanche | F1838 | 2018-01-05 21:05 | 104.9384
| Snuggery - Blanche | F1838 | 2018-01-06 10:05 | 110.8826
| Snuggery - Blanche | F1838 | 2018-01-06 18:05 | 104.9384
| Snuggery - Blanche | F1838 | 2018-01-06 22:05 | 110.8826
| Snuggery - Blanche | F1838 | 2018-01-07 12:05 | 125.9718
| Snuggery - Blanche | F1838 | 2018-01-07 21:05 | 110.8826
| Snuggery - Blanche | F1838 | 2018-01-08 13:05 | 125.9718
| Snuggery - Blanche | F1838 | 2018-01-08 14:05 | 110.8826
| Snuggery - Blanche | F1838 | 2018-01-08 15:05 | 125.9718
| Snuggery - Blanche | F1838 | 2018-01-08 19:05 | 110.8826
| Snuggery - Blanche | F1838 | 2018-01-09 14:05 | 125.9718
| Snuggery - Blanche | F1838 | 2018-01-09 15:05 | 110.8826
| Snuggery - Blanche | F1838 | 2018-01-10 14:05 | 125.9718
| Snuggery - Blanche | F1838 | 2018-01-10 22:05 | 110.8826
| Snuggery - Blanche | F1838 | 2018-01-11 09:05 | 125.9718
| Snuggery - Blanche | F1838 | 2018-01-11 14:05 | 110.8826
| Snuggery - Blanche | F1838 | 2018-01-11 16:05 | 104.9384
| Snuggery - Blanche | F1838 | 2018-01-12 06:05 | 110.8826
| Snuggery - Blanche | F1838 | 2018-01-15 12:05 | 125.9718
| Snuggery - Blanche | F1838 | 2018-01-15 20:05 | 110.8826
| Snuggery - Blanche | F1838 | 2018-01-16 11:05 | 125.9718
| Snuggery - Blanche | F1838 | 2018-01-17 00:05 | 110.8826
| Snuggery - Blanche | F1838 | 2018-01-17 01:05 | 125.9718
| Snuggery - Blanche | F1838 | 2018-01-17 02:05 | 110.8826
| Snuggery - Blanche | F1838 | 2018-01-17 08:05 | 125.9718
| Snuggery - Blanche | F1838 | 2018-01-17 13:05 | 110.8826
| Snuggery - Blanche | F1838 | 2018-01-17 20:05 | 104.9384
| Snuggery - Blanche | F1838 | 2018-01-18 11:05 | 110.8826
| Snuggery - Blanche | F1838 | 2018-01-18 21:05 | 104.9384
| Snuggery - Blanche | F1838 | 2018-01-19 10:05 | 110.8826
| Snuggery - Blanche | F1838 | 2018-01-19 22:05 | 104.9384
| Snuggery - Blanche | F1838 | 2018-01-20 12:05 | 110.8826
| Snuggery - Blanche | F1838 | 2018-01-20 17:05 | 104.9384
| Snuggery - Blanche | F1838 | 2018-01-21 07:05 | 110.8826
| Snuggery - Blanche | F1838 | 2018-01-21 08:05 | 125.9718
| Snuggery - Blanche | F1838 | 2018-01-21 11:05 | 110.8826
| Snuggery - Blanche | F1838 | 2018-01-21 16:05 | 104.9384
| Snuggery - Blanche | F1838 | 2018-01-22 02:05 | 110.8826
| Snuggery - Blanche | F1838 | 2018-01-22 09:05 | 125.9718
| Snuggery - Blanche | F1838 | 2018-01-22 20:05 | 110.8826
| Snuggery - Blanche | F1838 | 2018-01-23 13:30 | 125.9718
| Snuggery - Blanche | F1838 | 2018-01-23 20:05 | 110.8826
| Snuggery - Blanche | F1838 | 2018-01-24 11:05 | 125.9718
| Snuggery - Blanche | F1838 | 2018-01-24 21:05 | 110.8826
| Snuggery - Blanche | F1838 | 2018-01-25 12:40 | 125.9718
| Snuggery - Blanche | F1838 | 2018-01-26 03:05 | 110.8826
| Snuggery - Blanche | F1838 | 2018-01-26 06:05 | 125.9718
| Snuggery - Blanche | F1838 | 2018-01-26 07:05 | 110.8826
| Snuggery - Blanche | F1838 | 2018-01-26 10:05 | 125.9718
| Snuggery - Blanche | F1838 | 2018-01-26 11:05 | 110.8826
| Snuggery - Blanche | F1838 | 2018-01-26 12:05 | 125.9718
| Snuggery - Blanche | F1838 | 2018-01-26 13:05 | 110.8826
| Snuggery - Blanche | F1838 | 2018-01-26 14:05 | 125.9718
| Snuggery - Blanche | F1838 | 2018-01-27 12:05 | 110.8826
| Snuggery - Blanche | F1838 | 2018-01-27 17:05 | 104.9384
| Snuggery - Blanche | F1838 | 2018-01-27 18:05 | 110.8826
| Snuggery - Blanche | F1838 | 2018-01-27 20:05 | 104.9384
| Snuggery - Blanche | F1838 | 2018-01-28 10:05 | 110.8826
| Snuggery - Blanche | F1838 | 2018-01-28 18:05 | 104.9384
| Snuggery - Blanche | F1838 | 2018-01-29 03:05 | 110.8826
| Snuggery - Blanche | F1838 | 2018-01-29 05:05 | 125.9718
| Snuggery - Blanche | F1838 | 2018-01-29 13:05 | 110.8826
| Snuggery - Blanche | F1838 | 2018-02-02 13:05 | 125.9718
| Snuggery - Blanche | F1838 | 2018-02-02 19:05 | 110.8826
| Snuggery - Blanche | F1838 | 2018-02-03 10:05 | 125.9718
| Snuggery - Blanche | F1838 | 2018-02-03 21:05 | 110.8826
| Snuggery - Blanche | F1838 | 2018-02-04 09:05 | 125.9718
| Snuggery - Blanche | F1838 | 2018-02-05 05:05 | 110.8826
| Snuggery - Blanche | F1838 | 2018-02-05 09:05 | 125.9718
| Snuggery - Blanche | F1838 | 2018-02-05 15:05 | 110.8826
| Snuggery - Blanche | F1838 | 2018-02-05 17:05 | 104.9384
| Snuggery - Blanche | F1838 | 2018-02-06 04:05 | 110.8826
| Snuggery - Blanche | F1838 | 2018-02-06 09:05 | 125.9718
| Snuggery - Blanche | F1838 | 2018-02-07 02:05 | 110.8826
| Snuggery - Blanche | F1838 | 2018-02-07 09:05 | 125.9718
| Snuggery - Blanche | F1838 | 2018-02-07 12:30 | 110.8826
| Snuggery - Blanche | F1838 | 2018-02-07 20:05 | 104.9384
| Snuggery - Blanche | F1838 | 2018-02-08 12:05 | 110.8826
| Snuggery - Blanche | F1838 | 2018-02-08 19:05 | 104.9384
| Snuggery - Blanche | F1838 | 2018-02-09 14:05 | 110.8826
| Snuggery - Blanche | F1838 | 2018-02-09 21:05 | 104.9384
| Snuggery - Blanche | F1838 | 2018-02-10 20:05 | 110.8826
| Snuggery - Blanche | F1838 | 2018-02-13 14:05 | 125.9718
| Snuggery - Blanche | F1838 | 2018-02-13 20:05 | 110.8826
| Snuggery - Blanche | F1838 | 2018-02-17 13:05 | 125.9718
| Snuggery - Blanche | F1838 | 2018-02-17 20:05 | 110.8826
| Snuggery - Blanche | F1838 | 2018-02-18 11:05 | 125.9718
| Snuggery - Blanche | F1838 | 2018-02-18 12:05 | 110.8826
| Snuggery - Blanche | F1838 | 2018-02-19 15:05 | 125.9718
| Snuggery - Blanche | F1838 | 2018-02-19 19:05 | 110.8826
| Snuggery - Blanche | F1838 | 2018-02-20 11:05 | 125.9718
| Snuggery - Blanche | F1838 | 2018-02-21 03:05 | 110.8826
| Snuggery - Blanche | F1838 | 2018-02-21 12:55 | 125.9718
| Snuggery - Blanche | F1838 | 2018-02-21 17:05 | 110.8826
| Snuggery - Blanche | F1838 | 2018-02-22 07:05 | 125.9718
| Snuggery - Blanche | F1838 | 2018-02-22 09:05 | 110.8826
| Snuggery - Blanche | F1838 | 2018-02-22 10:05 | 125.9718
| Snuggery - Blanche | F1838 | 2018-02-22 19:05 | 110.8826
| Snuggery - Blanche | F1838 | 2018-02-22 20:05 | 125.9718
| Snuggery - Blanche | F1838 | 2018-02-23 21:05 | 110.8826
| Snuggery - Blanche | F1838 | 2018-02-27 10:05 | 125.9718
| Snuggery - Blanche | F1838 | 2018-02-28 00:05 | 110.8826
| Snuggery - Blanche | F1838 | 2018-03-01 15:05 | 125.9718
| Snuggery - Blanche | F1838 | 2018-03-01 18:05 | 110.8826
| Snuggery - Blanche | F1838 | 2018-03-02 12:05 | 125.9718
| Snuggery - Blanche | F1838 | 2018-03-02 21:05 | 110.8826
| Snuggery - Blanche | F1838 | 2018-03-07 10:05 | 125.9718
| Snuggery - Blanche | F1838 | 2018-03-07 23:05 | 110.8826
| Snuggery - Blanche | F1838 | 2018-03-08 09:05 | 125.9718
| Snuggery - Blanche | F1838 | 2018-03-08 22:05 | 110.8826
| Snuggery - Blanche | F1838 | 2018-03-09 02:05 | 125.9718
| Snuggery - Blanche | F1838 | 2018-03-09 05:05 | 110.8826
| Snuggery - Blanche | F1838 | 2018-03-09 09:05 | 125.9718
| Snuggery - Blanche | F1838 | 2018-03-10 03:05 | 110.8826
| Snuggery - Blanche | F1838 | 2018-03-10 09:05 | 125.9718
| Snuggery - Blanche | F1838 | 2018-03-10 16:05 | 110.8826
| Snuggery - Blanche | F1838 | 2018-03-10 17:05 | 104.9384
| Snuggery - Blanche | F1838 | 2018-03-10 23:05 | 110.8826
| Snuggery - Blanche | F1838 | 2018-03-11 10:05 | 125.9718
| Snuggery - Blanche | F1838 | 2018-03-11 18:05 | 110.8826
| Snuggery - Blanche | F1838 | 2018-03-17 09:05 | 125.9718
| Snuggery - Blanche | F1838 | 2018-03-17 19:05 | 110.8826
| Snuggery - Blanche | F1838 | 2018-03-22 12:40 | 125.9718
| Snuggery - Blanche | F1838 | 2018-03-22 21:05 | 110.8826
| Snuggery - Blanche | F1838 | 2018-03-23 10:05 | 125.9718
| Snuggery - Blanche | F1838 | 2018-03-23 21:05 | 110.8826
| Snuggery - Blanche | F1838 | 2018-03-24 11:05 | 125.9718
| Snuggery - Blanche | F1838 | 2018-03-24 20:05 | 110.8826
| Snuggery - Blanche | F1838 | 2018-03-27 17:05 | 125.9718
| Snuggery - Blanche | F1838 | 2018-03-27 19:05 | 110.8826
| Snuggery - Blanche | F1838 | 2018-04-01 13:05 | 125.9718
| Snuggery - Blanche | F1838 | 2018-04-01 18:05 | 110.8826
| Snuggery - Blanche | F1838 | 2018-04-07 12:05 | 125.9718
| Snuggery - Blanche | F1838 | 2018-04-07 20:05 | 110.8826
| Snuggery - Blanche | F1838 | 2018-04-08 10:05 | 125.9718
| Snuggery - Blanche | F1838 | 2018-04-08 21:05 | 110.8826
| Snuggery - Blanche | F1838 | 2018-04-09 10:05 | 125.9718
| Snuggery - Blanche | F1838 | 2018-04-09 23:05 | 110.8826
| Snuggery - Blanche | F1838 | 2018-04-10 04:05 | 125.9718
| Snuggery - Blanche | F1838 | 2018-04-10 08:05 | 110.8826
| Snuggery - Blanche | F1838 | 2018-04-10 10:05 | 125.9718
| Snuggery - Blanche | F1838 | 2018-04-10 22:05 | 110.8826
| Snuggery - Blanche | F1838 | 2018-04-11 09:05 | 125.9718
| Snuggery - Blanche | F1838 | 2018-04-12 00:05 | 110.8826
| Snuggery - Blanche | F1838 | 2018-04-18 16:05 | 125.9718
| Snuggery - Blanche | F1838 | 2018-04-19 08:00 | 110.8826
| Snuggery - Blanche | F1838 | 2018-04-19 14:25 | 125.9718
| Snuggery - Blanche | F1838 | 2018-04-19 20:05 | 110.8826
| Snuggery - Blanche | F1838 | 2018-04-20 12:05 | 125.9718
| Snuggery - Blanche | F1838 | 2018-04-20 22:05 | 110.8826
| Snuggery - Blanche | F1838 | 2018-04-21 00:05 | 125.9718
| Snuggery - Blanche | F1838 | 2018-04-21 01:05 | 110.8826
| Snuggery - Blanche | F1838 | 2018-04-21 11:05 | 125.9718
| Snuggery - Blanche | F1838 | 2018-04-21 19:05 | 110.8826
| Snuggery - Blanche | F1838 | 2018-04-22 12:05 | 125.9718
| Snuggery - Blanche | F1838 | 2018-04-22 20:05 | 110.8826
| Snuggery - Blanche | F1838 | 2018-04-23 11:05 | 125.9718
| Snuggery - Blanche | F1838 | 2018-04-23 19:05 | 110.8826
| Snuggery - Blanche | F1838 | 2018-09-14 16:05 | 125.9718
| Snuggery - Blanche | F1838 | 2018-09-14 19:05 | 110.8826
| Snuggery - Blanche | F1838 | 2018-10-02 11:05 | 125.9718
| Snuggery - Blanche | F1838 | 2018-10-02 18:05 | 110.8826
| Snuggery - Blanche | F1838 | 2018-10-07 13:05 | 125.9718
| Snuggery - Blanche | F1838 | 2018-10-07 20:05 | 110.8826
| Snuggery - Blanche | F1838 | 2018-10-08 10:05 | 125.9718
| Snuggery - Blanche | F1838 | 2018-10-08 13:05 | 110.8826
| Snuggery - Blanche | F1838 | 2018-10-13 12:05 | 125.9718
| Snuggery - Blanche | F1838 | 2018-10-13 20:05 | 110.8826
| Snuggery - Blanche | F1838 | 2018-10-14 12:05 | 125.9718
| Snuggery - Blanche | F1838 | 2018-10-14 14:05 | 110.8826
| Snuggery - Blanche | F1838 | 2018-10-14 15:05 | 125.9718
| Snuggery - Blanche | F1838 | 2018-10-14 16:05 | 110.8826
| Snuggery - Blanche | F1838 | 2018-10-15 12:05 | 125.9718
| Snuggery - Blanche | F1838 | 2018-10-15 13:05 | 110.8826
| Snuggery - Blanche | F1838 | 2018-10-22 13:05 | 125.9718
| Snuggery - Blanche | F1838 | 2018-10-22 18:05 | 110.8826
| Snuggery - Blanche | F1838 | 2018-10-27 13:05 | 125.9718
| Snuggery - Blanche | F1838 | 2018-10-27 14:05 | 110.8826
| Snuggery - Blanche | F1838 | 2018-10-27 15:05 | 125.9718
| Snuggery - Blanche | F1838 | 2018-10-27 16:05 | 110.8826
| Snuggery - Blanche | F1838 | 2018-10-30 12:05 | 125.9718
| Snuggery - Blanche | F1838 | 2018-10-30 20:05 | 110.8826
| Snuggery - Blanche | F1838 | 2018-10-31 10:05 | 125.9718
| Snuggery - Blanche | F1838 | 2018-11-02 01:05 | 110.8826
| Snuggery - Blanche | F1838 | 2018-11-04 12:05 | 125.9718
| Snuggery - Blanche | F1838 | 2018-11-04 19:05 | 110.8826
| Snuggery - Blanche | F1838 | 2018-11-10 15:05 | 125.9718
| Snuggery - Blanche | F1838 | 2018-11-10 18:05 | 110.8826
| Snuggery - Blanche | F1838 | 2018-11-11 12:05 | 125.9718
| Snuggery - Blanche | F1838 | 2018-11-11 21:05 | 110.8826
| Snuggery - Blanche | F1838 | 2018-11-12 03:05 | 125.9718
| Snuggery - Blanche | F1838 | 2018-11-12 04:05 | 110.8826
| Snuggery - Blanche | F1838 | 2018-11-12 08:05 | 125.9718
| Snuggery - Blanche | F1838 | 2018-11-12 18:05 | 110.8826
| Snuggery - Blanche | F1838 | 2018-11-12 22:05 | 125.9718
| Snuggery - Blanche | F1838 | 2018-11-12 23:05 | 110.8826
| Snuggery - Blanche | F1838 | 2018-11-18 11:05 | 125.9718
| Snuggery - Blanche | F1838 | 2018-11-18 23:05 | 110.8826
| Snuggery - Blanche | F1838 | 2018-11-19 01:05 | 125.9718
| Snuggery - Blanche | F1838 | 2018-11-19 03:05 | 110.8826
| Snuggery - Blanche | F1838 | 2018-11-19 07:05 | 125.9718
| Snuggery - Blanche | F1838 | 2018-11-19 23:05 | 110.8826
| Snuggery - Blanche | F1838 | 2018-11-30 17:05 | 125.9718
| Snuggery - Blanche | F1838 | 2018-11-30 19:05 | 110.8826
| Snuggery - Blanche | F1838 | 2018-12-01 08:05 | 125.9718
| Snuggery - Blanche | F1838 | 2018-12-01 18:05 | 110.8826
| Snuggery - Blanche | F1838 | 2018-12-04 13:05 | 125.9718
| Snuggery - Blanche | F1838 | 2018-12-04 18:05 | 110.8826
| Snuggery - Blanche | F1838 | 2018-12-05 09:05 | 125.9718
| Snuggery - Blanche | F1838 | 2018-12-06 12:05 | 110.8826
| Snuggery - Blanche | F1838 | 2018-12-06 21:05 | 104.9384
| Snuggery - Blanche | F1838 | 2018-12-07 03:05 | 110.8826
| Snuggery - Blanche | F1838 | 2018-12-07 04:05 | 125.9718
| Snuggery - Blanche | F1838 | 2018-12-07 11:05 | 110.8826
| Snuggery - Blanche | F1838 | 2018-12-07 16:05 | 104.9384
| Snuggery - Blanche | F1838 | 2018-12-08 01:05 | 110.8826
| Snuggery - Blanche | F1838 | 2018-12-09 11:05 | 125.9718
| Snuggery - Blanche | F1838 | 2018-12-09 19:05 | 110.8826
| Snuggery - Blanche | F1838 | 2018-12-10 12:05 | 125.9718
| Snuggery - Blanche | F1838 | 2018-12-10 16:05 | 110.8826
| Snuggery - Blanche | F1838 | 2018-12-11 10:05 | 125.9718
| Snuggery - Blanche | F1838 | 2018-12-12 04:05 | 110.8826
| Snuggery - Blanche | F1838 | 2018-12-12 08:05 | 125.9718
| Snuggery - Blanche | F1838 | 2018-12-12 21:05 | 110.8826
| Snuggery - Blanche | F1838 | 2018-12-15 16:05 | 125.9718
| Snuggery - Blanche | F1838 | 2018-12-15 17:05 | 110.8826
| Snuggery - Blanche | F1838 | 2018-12-17 14:00 | 125.9718
| Snuggery - Blanche | F1838 | 2018-12-17 17:05 | 110.8826
| Snuggery - Blanche | F1838 | 2018-12-18 12:05 | 125.9718
| Snuggery - Blanche | F1838 | 2018-12-18 20:05 | 110.8826
| Snuggery - Blanche | F1838 | 2018-12-19 00:05 | 125.9718
| Snuggery - Blanche | F1838 | 2018-12-19 02:05 | 110.8826
| Snuggery - Blanche | F1838 | 2018-12-19 05:05 | 125.9718
| Snuggery - Blanche | F1838 | 2018-12-19 08:05 | 110.8826
| Snuggery - Blanche | F1838 | 2018-12-19 10:05 | 125.9718
| Snuggery - Blanche | F1838 | 2018-12-19 22:05 | 110.8826
| Snuggery - Blanche | F1838 | 2018-12-23 13:05 | 125.9718
| Snuggery - Blanche | F1838 | 2018-12-23 21:05 | 110.8826
| Snuggery - Blanche | F1838 | 2018-12-24 09:05 | 125.9718
| Snuggery - Blanche | F1838 | 2018-12-24 16:05 | 110.8826
| Snuggery - Blanche | F1838 | 2018-12-24 17:05 | 104.9384
| Snuggery - Blanche | F1838 | 2018-12-25 00:05 | 110.8826
| Snuggery - Blanche | F1838 | 2018-12-25 09:05 | 125.9718
| Snuggery - Blanche | F1838 | 2018-12-25 13:05 | 110.8826
| Snuggery - Blanche | F1838 | 2018-12-25 18:05 | 104.9384
| Snuggery - Blanche | F1838 | 2018-12-26 01:05 | 110.8826
| Snuggery - Blanche | F1838 | 2018-12-26 09:05 | 125.9718
| Snuggery - Blanche | F1838 | 2018-12-26 12:05 | 110.8826
| Snuggery - Blanche | F1838 | 2018-12-26 20:05 | 104.9384
| Snuggery - Blanche | F1838 | 2018-12-27 01:05 | 110.8826
| Snuggery - Blanche | F1838 | 2018-12-27 08:05 | 125.9718
| Snuggery - Blanche | F1838 | 2018-12-27 11:05 | 110.8826
| Snuggery - Blanche | F1838 | 2018-12-27 19:05 | 104.9384
| Snuggery - Blanche | F1838 | 2018-12-28 05:05 | 110.8826
| Snuggery - Blanche | F1838 | 2018-12-28 07:05 | 125.9718
| Snuggery - Blanche | F1838 | 2018-12-28 13:05 | 110.8826
| Snuggery - Blanche | F1838 | 2018-12-28 14:05 | 104.9384
| Snuggery - Blanche | F1838 | 2018-12-28 16:05 | 110.8826
| Snuggery - Blanche | F1838 | 2018-12-28 18:05 | 104.9384
| Snuggery - Blanche | F1838 | 2018-12-29 08:05 | 110.8826
| Snuggery - Blanche | F1838 | 2018-12-29 12:05 | 125.9718
| Snuggery - Blanche | F1838 | 2018-12-29 21:05 | 110.8826
| Snuggery - Blanche | F1838 | 2018-12-30 13:05 | 125.9718
| Snuggery - Blanche | F1838 | 2018-12-30 19:05 | 110.8826
| Snuggery - Blanche | F1838 | 2018-12-31 11:05 | 125.9718
| Snuggery - Blanche | F1838 | 2018-12-31 20:05 | 110.8826
| Snuggery - Blanche | F1838 | 2019-01-01 10:05 | 125.9718
| Snuggery - Blanche | F1838 | 2019-01-01 20:05 | 110.8826
| Snuggery - Blanche | F1838 | 2019-01-02 11:05 | 125.9718
| Snuggery - Blanche | F1838 | 2019-01-02 22:05 | 110.8826
| Snuggery - Blanche | F1838 | 2019-01-03 07:05 | 125.9718
| Snuggery - Blanche | F1838 | 2019-01-03 12:05 | 110.8826
| Snuggery - Blanche | F1838 | 2019-01-03 21:05 | 104.9384
| Snuggery - Blanche | F1838 | 2019-01-04 11:05 | 110.8826
| Snuggery - Blanche | F1838 | 2019-01-04 12:05 | 125.9718
| Snuggery - Blanche | F1838 | 2019-01-04 14:05 | 110.8826
| Snuggery - Blanche | F1838 | 2019-01-06 17:05 | 125.9718
| Snuggery - Blanche | F1838 | 2019-01-06 18:05 | 110.8826
| Snuggery - Blanche | F1838 | 2019-01-07 12:05 | 125.9718
| Snuggery - Blanche | F1838 | 2019-01-07 20:05 | 110.8826
| Snuggery - Blanche | F1838 | 2019-01-09 14:05 | 125.9718
| Snuggery - Blanche | F1838 | 2019-01-09 15:05 | 110.8826
| Snuggery - Blanche | F1838 | 2019-01-10 14:05 | 125.9718
| Snuggery - Blanche | F1838 | 2019-01-10 20:05 | 110.8826
| Snuggery - Blanche | F1838 | 2019-01-11 09:05 | 125.9718
| Snuggery - Blanche | F1838 | 2019-01-11 14:05 | 110.8826
| Snuggery - Blanche | F1838 | 2019-01-11 16:05 | 104.9384
| Snuggery - Blanche | F1838 | 2019-01-11 17:05 | 110.8826
| Snuggery - Blanche | F1838 | 2019-01-11 21:05 | 104.9384
| Snuggery - Blanche | F1838 | 2019-01-12 04:05 | 110.8826
| Snuggery - Blanche | F1838 | 2019-01-12 09:05 | 125.9718
| Snuggery - Blanche | F1838 | 2019-01-12 19:05 | 110.8826
| Snuggery - Blanche | F1838 | 2019-01-13 12:05 | 125.9718
| Snuggery - Blanche | F1838 | 2019-01-14 01:05 | 110.8826
| Snuggery - Blanche | F1838 | 2019-01-14 09:50 | 125.9718
| Snuggery - Blanche | F1838 | 2019-01-14 12:20 | 110.8826
| Snuggery - Blanche | F1838 | 2019-01-14 20:05 | 104.9384
| Snuggery - Blanche | F1838 | 2019-01-15 03:05 | 110.8826
| Snuggery - Blanche | F1838 | 2019-01-15 05:05 | 125.9718
| Snuggery - Blanche | F1838 | 2019-01-15 10:05 | 110.8826
| Snuggery - Blanche | F1838 | 2019-01-15 12:05 | 104.9384
| Snuggery - Blanche | F1838 | 2019-01-15 13:05 | 110.8826
| Snuggery - Blanche | F1838 | 2019-01-15 20:05 | 104.9384
| Snuggery - Blanche | F1838 | 2019-01-16 07:05 | 110.8826
| Snuggery - Blanche | F1838 | 2019-01-16 08:05 | 125.9718
| Snuggery - Blanche | F1838 | 2019-01-16 12:05 | 110.8826
| Snuggery - Blanche | F1838 | 2019-01-16 21:05 | 104.9384
| Snuggery - Blanche | F1838 | 2019-01-17 11:05 | 110.8826
| Snuggery - Blanche | F1838 | 2019-01-17 16:05 | 104.9384
| Snuggery - Blanche | F1838 | 2019-01-18 06:05 | 110.8826
| Snuggery - Blanche | F1838 | 2019-01-18 07:05 | 125.9718
| Snuggery - Blanche | F1838 | 2019-01-18 19:05 | 110.8826
| Snuggery - Blanche | F1838 | 2019-01-19 11:05 | 125.9718
| Snuggery - Blanche | F1838 | 2019-01-19 18:05 | 110.8826
| Snuggery - Blanche | F1838 | 2019-01-20 11:05 | 125.9718
| Snuggery - Blanche | F1838 | 2019-01-20 22:05 | 110.8826
| Snuggery - Blanche | F1838 | 2019-01-21 10:05 | 125.9718
| Snuggery - Blanche | F1838 | 2019-01-21 17:05 | 110.8826
| Snuggery - Blanche | F1838 | 2019-01-21 19:05 | 104.9384
| Snuggery - Blanche | F1838 | 2019-01-22 05:05 | 110.8826
| Snuggery - Blanche | F1838 | 2019-01-22 08:05 | 125.9718
| Snuggery - Blanche | F1838 | 2019-01-22 12:05 | 110.8826
| Snuggery - Blanche | F1838 | 2019-01-22 20:05 | 104.9384
| Snuggery - Blanche | F1838 | 2019-01-23 11:05 | 110.8826
| Snuggery - Blanche | F1838 | 2019-01-23 20:05 | 104.9384
| Snuggery - Blanche | F1838 | 2019-01-24 10:05 | 110.8826
| Snuggery - Blanche | F1838 | 2019-01-25 01:05 | 104.9384
| Snuggery - Blanche | F1838 | 2019-01-25 16:05 | 110.8826
| Snuggery - Blanche | F1838 | 2019-01-26 12:05 | 125.9718
| Snuggery - Blanche | F1838 | 2019-01-26 16:05 | 110.8826
| Snuggery - Blanche | F1838 | 2019-01-28 12:05 | 125.9718
| Snuggery - Blanche | F1838 | 2019-01-28 20:05 | 110.8826
| Snuggery - Blanche | F1838 | 2019-01-29 11:05 | 125.9718
| Snuggery - Blanche | F1838 | 2019-01-29 22:05 | 110.8826
| Snuggery - Blanche | F1838 | 2019-01-30 09:05 | 125.9718
| Snuggery - Blanche | F1838 | 2019-01-30 13:05 | 110.8826
| Snuggery - Blanche | F1838 | 2019-01-30 15:05 | 104.9384
| Snuggery - Blanche | F1838 | 2019-01-30 21:05 | 110.8826
| Snuggery - Blanche | F1838 | 2019-02-01 13:05 | 125.9718
| Snuggery - Blanche | F1838 | 2019-02-01 20:05 | 110.8826
| Snuggery - Blanche | F1838 | 2019-02-02 10:05 | 125.9718
| Snuggery - Blanche | F1838 | 2019-02-02 15:05 | 110.8826
| Snuggery - Blanche | F1838 | 2019-02-02 20:05 | 104.9384
| Snuggery - Blanche | F1838 | 2019-02-03 11:05 | 110.8826
| Snuggery - Blanche | F1838 | 2019-02-03 13:05 | 104.9384
| Snuggery - Blanche | F1838 | 2019-02-03 21:05 | 110.8826
| Snuggery - Blanche | F1838 | 2019-02-04 00:05 | 125.9718
| Snuggery - Blanche | F1838 | 2019-02-04 01:05 | 110.8826
| Snuggery - Blanche | F1838 | 2019-02-05 12:05 | 125.9718
| Snuggery - Blanche | F1838 | 2019-02-05 20:05 | 110.8826
| Snuggery - Blanche | F1838 | 2019-02-06 11:05 | 125.9718
| Snuggery - Blanche | F1838 | 2019-02-06 21:05 | 110.8826
| Snuggery - Blanche | F1838 | 2019-02-07 09:05 | 125.9718
| Snuggery - Blanche | F1838 | 2019-02-07 20:05 | 110.8826
| Snuggery - Blanche | F1838 | 2019-02-15 12:05 | 125.9718
| Snuggery - Blanche | F1838 | 2019-02-15 20:05 | 110.8826
| Snuggery - Blanche | F1838 | 2019-02-16 11:05 | 125.9718
| Snuggery - Blanche | F1838 | 2019-02-16 21:05 | 110.8826
| Snuggery - Blanche | F1838 | 2019-02-17 11:05 | 125.9718
| Snuggery - Blanche | F1838 | 2019-02-18 02:05 | 110.8826
| Snuggery - Blanche | F1838 | 2019-02-22 11:05 | 125.9718
| Snuggery - Blanche | F1838 | 2019-02-22 20:05 | 110.8826
| Snuggery - Blanche | F1838 | 2019-02-23 09:05 | 125.9718
| Snuggery - Blanche | F1838 | 2019-02-23 23:05 | 110.8826
| Snuggery - Blanche | F1838 | 2019-02-24 10:05 | 125.9718
| Snuggery - Blanche | F1838 | 2019-02-24 14:05 | 110.8826
| Snuggery - Blanche | F1838 | 2019-02-24 19:05 | 104.9384
| Snuggery - Blanche | F1838 | 2019-02-25 13:05 | 110.8826
| Snuggery - Blanche | F1838 | 2019-02-25 20:05 | 104.9384
| Snuggery - Blanche | F1838 | 2019-02-26 05:05 | 110.8826
| Snuggery - Blanche | F1838 | 2019-02-26 09:05 | 125.9718
| Snuggery - Blanche | F1838 | 2019-02-26 13:05 | 110.8826
| Snuggery - Blanche | F1838 | 2019-02-26 17:05 | 104.9384
| Snuggery - Blanche | F1838 | 2019-02-27 06:05 | 110.8826
| Snuggery - Blanche | F1838 | 2019-02-27 09:05 | 125.9718
| Snuggery - Blanche | F1838 | 2019-02-27 14:05 | 110.8826
| Snuggery - Blanche | F1838 | 2019-02-27 19:05 | 104.9384
| Snuggery - Blanche | F1838 | 2019-02-28 02:05 | 110.8826
| Snuggery - Blanche | F1838 | 2019-02-28 10:25 | 125.9718
| Snuggery - Blanche | F1838 | 2019-02-28 15:05 | 110.8826
| Snuggery - Blanche | F1838 | 2019-02-28 18:05 | 104.9384
| Snuggery - Blanche | F1838 | 2019-03-01 07:05 | 110.8826
| Snuggery - Blanche | F1838 | 2019-03-01 08:05 | 125.9718
| Snuggery - Blanche | F1838 | 2019-03-01 12:05 | 110.8826
| Snuggery - Blanche | F1838 | 2019-03-01 21:05 | 104.9384
| Snuggery - Blanche | F1838 | 2019-03-02 11:05 | 110.8826
| Snuggery - Blanche | F1838 | 2019-03-02 20:05 | 104.9384
| Snuggery - Blanche | F1838 | 2019-03-03 06:05 | 110.8826
| Snuggery - Blanche | F1838 | 2019-03-03 07:05 | 125.9718
| Snuggery - Blanche | F1838 | 2019-03-03 08:05 | 110.8826
| Snuggery - Blanche | F1838 | 2019-03-03 09:05 | 125.9718
| Snuggery - Blanche | F1838 | 2019-03-03 20:05 | 110.8826
| Snuggery - Blanche | F1838 | 2019-03-04 11:05 | 125.9718
| Snuggery - Blanche | F1838 | 2019-03-04 20:05 | 110.8826
| Snuggery - Blanche | F1838 | 2019-03-08 14:05 | 125.9718
| Snuggery - Blanche | F1838 | 2019-03-08 17:05 | 110.8826
| Snuggery - Blanche | F1838 | 2019-03-09 12:05 | 125.9718
| Snuggery - Blanche | F1838 | 2019-03-09 19:05 | 110.8826
| Snuggery - Blanche | F1838 | 2019-03-10 15:05 | 125.9718
| Snuggery - Blanche | F1838 | 2019-03-10 16:05 | 110.8826
| Snuggery - Blanche | F1838 | 2019-03-15 15:05 | 125.9718
| Snuggery - Blanche | F1838 | 2019-03-15 16:05 | 110.8826
| Snuggery - Blanche | F1838 | 2019-03-15 17:05 | 125.9718
| Snuggery - Blanche | F1838 | 2019-03-15 18:05 | 110.8826
| Snuggery - Blanche | F1838 | 2019-03-16 11:05 | 125.9718
| Snuggery - Blanche | F1838 | 2019-03-16 20:05 | 110.8826
| Snuggery - Blanche | F1838 | 2019-03-17 11:05 | 125.9718
| Snuggery - Blanche | F1838 | 2019-03-17 20:05 | 110.8826
| Snuggery - Blanche | F1838 | 2019-03-18 11:05 | 125.9718
| Snuggery - Blanche | F1838 | 2019-03-18 21:05 | 110.8826
| Snuggery - Blanche | F1838 | 2019-03-19 11:05 | 125.9718
| Snuggery - Blanche | F1838 | 2019-03-19 20:05 | 110.8826
| Snuggery - Blanche | F1838 | 2019-03-20 12:05 | 125.9718
| Snuggery - Blanche | F1838 | 2019-03-20 20:05 | 110.8826
| Snuggery - Blanche | F1838 | 2019-03-21 12:05 | 125.9718
| Snuggery - Blanche | F1838 | 2019-03-21 17:05 | 110.8826
| Snuggery - Blanche | F1838 | 2019-03-22 11:05 | 125.9718
| Snuggery - Blanche | F1838 | 2019-03-22 20:05 | 110.8826
| Snuggery - Blanche | F1838 | 2019-03-23 15:05 | 125.9718
| Snuggery - Blanche | F1838 | 2019-03-23 16:05 | 110.8826
| Snuggery - Blanche | F1838 | 2019-03-28 13:15 | 125.9718
| Snuggery - Blanche | F1838 | 2019-03-28 20:05 | 110.8826
| Snuggery - Blanche | F1838 | 2019-04-02 14:05 | 125.9718
| Snuggery - Blanche | F1838 | 2019-04-02 19:05 | 110.8826
| Snuggery - Blanche | F1838 | 2019-04-03 15:05 | 125.9718
| Snuggery - Blanche | F1838 | 2019-04-03 17:05 | 110.8826
| Snuggery - Blanche | F1838 | 2019-04-04 14:10 | 125.9718
| Snuggery - Blanche | F1838 | 2019-04-05 02:05 | 110.8826
| Snuggery - Blanche | F1838 | 2019-04-05 08:05 | 125.9718
| Snuggery - Blanche | F1838 | 2019-04-05 18:05 | 110.8826
| Snuggery - Blanche | F1838 | 2019-04-14 14:05 | 125.9718
| Snuggery - Blanche | F1838 | 2019-04-14 19:05 | 110.8826
| Snuggery - Blanche | F1838 | 2019-04-15 13:05 | 125.9718
| Snuggery - Blanche | F1838 | 2019-04-16 00:05 | 110.8826
| Snuggery - Blanche | F1838 | 2019-04-16 10:05 | 125.9718
| Snuggery - Blanche | F1838 | 2019-04-17 08:05 | 110.8826
| Snuggery - Blanche | F1838 | 2019-04-17 11:05 | 125.9718
| Snuggery - Blanche | F1838 | 2019-04-17 12:05 | 110.8826
| Snuggery - Blanche | F1838 | 2019-04-17 13:05 | 125.9718
| Snuggery - Blanche | F1838 | 2019-04-17 14:05 | 110.8826
| Snuggery - Blanche | F1838 | 2019-04-19 11:05 | 125.9718
| Snuggery - Blanche | F1838 | 2019-04-19 20:05 | 110.8826
| Snuggery - Blanche | F1838 | 2019-04-19 23:05 | 125.9718
| Snuggery - Blanche | F1838 | 2019-04-20 00:05 | 110.8826
| Snuggery - Blanche | F1838 | 2019-04-20 09:05 | 125.9718
| Snuggery - Blanche | F1838 | 2019-04-21 01:05 | 110.8826
| Snuggery - Blanche | F1838 | 2019-05-31 | 125.9718
| South East - Tailem Bend #1 | F1922 | 2016-08-06 11:10 | 476
| South East - Tailem Bend #1 | F1922 | 2016-08-07 07:25 | 762
| South East - Tailem Bend #1 | F1922 | 2016-08-07 07:25 | 701
| South East - Tailem Bend #1 | F1922 | 2016-08-07 07:30 | 762
| South East - Tailem Bend #1 | F1922 | 2016-08-07 07:50 | 701
| South East - Tailem Bend #1 | F1922 | 2016-08-07 07:55 | 762
| South East - Tailem Bend #1 | F1922 | 2016-08-07 07:55 | 701
| South East - Tailem Bend #1 | F1922 | 2016-08-16 16:05 | 762
| South East - Tailem Bend #1 | F1922 | 2016-08-16 18:05 | 717
| South East - Tailem Bend #1 | F1922 | 2016-08-17 16:05 | 762
| South East - Tailem Bend #1 | F1922 | 2016-08-17 20:05 | 717
| South East - Tailem Bend #1 | F1922 | 2016-08-18 12:05 | 762
| South East - Tailem Bend #1 | F1922 | 2016-08-18 20:05 | 717
| South East - Tailem Bend #1 | F1922 | 2016-08-28 16:05 | 762
| South East - Tailem Bend #1 | F1922 | 2016-08-28 20:05 | 717
| South East - Tailem Bend #1 | F1922 | 2016-08-29 16:05 | 762
| South East - Tailem Bend #1 | F1922 | 2016-08-29 18:05 | 717
| South East - Tailem Bend #1 | F1922 | 2016-09-06 14:05 | 762
| South East - Tailem Bend #1 | F1922 | 2016-09-06 20:05 | 717
| South East - Tailem Bend #1 | F1922 | 2016-09-07 12:05 | 762
| South East - Tailem Bend #1 | F1922 | 2016-09-08 06:05 | 717
| South East - Tailem Bend #1 | F1922 | 2016-10-02 00:05 | 762
| South East - Tailem Bend #1 | F1922 | 2016-10-02 04:05 | 717
| South East - Tailem Bend #1 | F1922 | 2016-10-06 10:05 | 762
| South East - Tailem Bend #1 | F1922 | 2016-10-07 04:05 | 717
| South East - Tailem Bend #1 | F1922 | 2016-10-07 10:05 | 762
| South East - Tailem Bend #1 | F1922 | 2016-10-07 20:05 | 717
| South East - Tailem Bend #1 | F1922 | 2016-10-08 14:05 | 762
| South East - Tailem Bend #1 | F1922 | 2016-10-09 14:05 | 717
| South East - Tailem Bend #1 | F1922 | 2016-10-14 12:05 | 762
| South East - Tailem Bend #1 | F1922 | 2016-10-14 22:05 | 717
| South East - Tailem Bend #1 | F1922 | 2016-10-15 10:05 | 762
| South East - Tailem Bend #1 | F1922 | 2016-10-16 04:05 | 717
| South East - Tailem Bend #1 | F1922 | 2016-10-20 10:05 | 762
| South East - Tailem Bend #1 | F1922 | 2016-10-21 00:05 | 717
| South East - Tailem Bend #1 | F1922 | 2016-10-24 14:05 | 762
| South East - Tailem Bend #1 | F1922 | 2016-10-24 22:05 | 717
| South East - Tailem Bend #1 | F1922 | 2016-10-25 10:05 | 762
| South East - Tailem Bend #1 | F1922 | 2016-10-26 00:05 | 717
| South East - Tailem Bend #1 | F1922 | 2016-10-28 14:05 | 762
| South East - Tailem Bend #1 | F1922 | 2016-10-28 20:05 | 717
| South East - Tailem Bend #1 | F1922 | 2016-10-29 10:05 | 762
| South East - Tailem Bend #1 | F1922 | 2016-10-30 04:05 | 717
| South East - Tailem Bend #1 | F1922 | 2016-11-03 14:05 | 762
| South East - Tailem Bend #1 | F1922 | 2016-11-03 22:05 | 717
| South East - Tailem Bend #1 | F1922 | 2016-11-04 12:05 | 762
| South East - Tailem Bend #1 | F1922 | 2016-11-04 18:05 | 717
| South East - Tailem Bend #1 | F1922 | 2016-11-06 16:05 | 762
| South East - Tailem Bend #1 | F1922 | 2016-11-06 22:05 | 717
| South East - Tailem Bend #1 | F1922 | 2016-11-07 04:05 | 762
| South East - Tailem Bend #1 | F1922 | 2016-11-07 06:05 | 717
| South East - Tailem Bend #1 | F1922 | 2016-11-07 10:05 | 762
| South East - Tailem Bend #1 | F1922 | 2016-11-07 20:05 | 717
| South East - Tailem Bend #1 | F1922 | 2016-11-09 16:05 | 762
| South East - Tailem Bend #1 | F1922 | 2016-11-09 20:05 | 717
| South East - Tailem Bend #1 | F1922 | 2016-11-10 12:05 | 762
| South East - Tailem Bend #1 | F1922 | 2016-11-10 20:05 | 717
| South East - Tailem Bend #1 | F1922 | 2016-11-11 08:05 | 762
| South East - Tailem Bend #1 | F1922 | 2016-11-12 00:05 | 717
| South East - Tailem Bend #1 | F1922 | 2016-11-16 12:05 | 762
| South East - Tailem Bend #1 | F1922 | 2016-11-17 12:55 | 717
| South East - Tailem Bend #1 | F1922 | 2016-11-17 20:05 | 701
| South East - Tailem Bend #1 | F1922 | 2016-11-18 02:05 | 717
| South East - Tailem Bend #1 | F1922 | 2016-11-18 12:05 | 762
| South East - Tailem Bend #1 | F1922 | 2016-11-18 22:05 | 717
| South East - Tailem Bend #1 | F1922 | 2016-11-19 10:05 | 762
| South East - Tailem Bend #1 | F1922 | 2016-11-20 06:05 | 717
| South East - Tailem Bend #1 | F1922 | 2016-11-20 08:05 | 762
| South East - Tailem Bend #1 | F1922 | 2016-11-20 12:05 | 717
| South East - Tailem Bend #1 | F1922 | 2016-11-20 22:05 | 701
| South East - Tailem Bend #1 | F1922 | 2016-11-21 22:05 | 717
| South East - Tailem Bend #1 | F1922 | 2016-11-25 14:05 | 762
| South East - Tailem Bend #1 | F1922 | 2016-11-25 18:05 | 717
| South East - Tailem Bend #1 | F1922 | 2016-11-26 12:05 | 762
| South East - Tailem Bend #1 | F1922 | 2016-11-26 20:05 | 717
| South East - Tailem Bend #1 | F1922 | 2016-11-27 12:05 | 762
| South East - Tailem Bend #1 | F1922 | 2016-11-27 22:05 | 717
| South East - Tailem Bend #1 | F1922 | 2016-11-28 10:05 | 762
| South East - Tailem Bend #1 | F1922 | 2016-11-29 02:05 | 717
| South East - Tailem Bend #1 | F1922 | 2016-11-29 10:05 | 762
| South East - Tailem Bend #1 | F1922 | 2016-11-29 22:05 | 717
| South East - Tailem Bend #1 | F1922 | 2016-11-30 12:05 | 762
| South East - Tailem Bend #1 | F1922 | 2016-11-30 20:05 | 717
| South East - Tailem Bend #1 | F1922 | 2016-12-01 12:05 | 762
| South East - Tailem Bend #1 | F1922 | 2016-12-01 20:05 | 717
| South East - Tailem Bend #1 | F1922 | 2016-12-02 12:05 | 762
| South East - Tailem Bend #1 | F1922 | 2016-12-02 20:05 | 717
| South East - Tailem Bend #1 | F1922 | 2016-12-03 10:05 | 762
| South East - Tailem Bend #1 | F1922 | 2016-12-03 16:05 | 717
| South East - Tailem Bend #1 | F1922 | 2016-12-03 18:05 | 701
| South East - Tailem Bend #1 | F1922 | 2016-12-05 00:05 | 717
| South East - Tailem Bend #1 | F1922 | 2016-12-05 12:05 | 762
| South East - Tailem Bend #1 | F1922 | 2016-12-05 20:05 | 717
| South East - Tailem Bend #1 | F1922 | 2016-12-06 12:05 | 762
| South East - Tailem Bend #1 | F1922 | 2016-12-06 22:05 | 717
| South East - Tailem Bend #1 | F1922 | 2016-12-07 10:05 | 762
| South East - Tailem Bend #1 | F1922 | 2016-12-08 04:05 | 717
| South East - Tailem Bend #1 | F1922 | 2016-12-10 12:05 | 762
| South East - Tailem Bend #1 | F1922 | 2016-12-10 22:05 | 717
| South East - Tailem Bend #1 | F1922 | 2016-12-11 10:05 | 762
| South East - Tailem Bend #1 | F1922 | 2016-12-12 06:05 | 717
| South East - Tailem Bend #1 | F1922 | 2016-12-12 08:05 | 762
| South East - Tailem Bend #1 | F1922 | 2016-12-12 12:05 | 717
| South East - Tailem Bend #1 | F1922 | 2016-12-12 22:05 | 701
| South East - Tailem Bend #1 | F1922 | 2016-12-13 10:05 | 717
| South East - Tailem Bend #1 | F1922 | 2016-12-13 20:05 | 701
| South East - Tailem Bend #1 | F1922 | 2016-12-14 04:05 | 717
| South East - Tailem Bend #1 | F1922 | 2016-12-14 14:05 | 762
| South East - Tailem Bend #1 | F1922 | 2016-12-14 18:05 | 717
| South East - Tailem Bend #1 | F1922 | 2016-12-15 16:05 | 762
| South East - Tailem Bend #1 | F1922 | 2016-12-15 20:05 | 717
| South East - Tailem Bend #1 | F1922 | 2016-12-16 12:05 | 762
| South East - Tailem Bend #1 | F1922 | 2016-12-16 22:05 | 717
| South East - Tailem Bend #1 | F1922 | 2016-12-18 14:05 | 762
| South East - Tailem Bend #1 | F1922 | 2016-12-19 12:05 | 717
| South East - Tailem Bend #1 | F1922 | 2016-12-19 20:05 | 701
| South East - Tailem Bend #1 | F1922 | 2016-12-20 02:05 | 717
| South East - Tailem Bend #1 | F1922 | 2016-12-20 14:05 | 762
| South East - Tailem Bend #1 | F1922 | 2016-12-20 20:05 | 717
| South East - Tailem Bend #1 | F1922 | 2016-12-21 12:05 | 762
| South East - Tailem Bend #1 | F1922 | 2016-12-21 20:05 | 717
| South East - Tailem Bend #1 | F1922 | 2016-12-22 10:05 | 762
| South East - Tailem Bend #1 | F1922 | 2016-12-22 16:05 | 717
| South East - Tailem Bend #1 | F1922 | 2016-12-22 20:05 | 701
| South East - Tailem Bend #1 | F1922 | 2016-12-23 10:05 | 717
| South East - Tailem Bend #1 | F1922 | 2016-12-23 20:05 | 701
| South East - Tailem Bend #1 | F1922 | 2016-12-24 06:05 | 717
| South East - Tailem Bend #1 | F1922 | 2016-12-24 08:05 | 762
| South East - Tailem Bend #1 | F1922 | 2016-12-24 12:05 | 717
| South East - Tailem Bend #1 | F1922 | 2016-12-24 22:05 | 701
| South East - Tailem Bend #1 | F1922 | 2016-12-25 06:05 | 717
| South East - Tailem Bend #1 | F1922 | 2016-12-25 08:05 | 762
| South East - Tailem Bend #1 | F1922 | 2016-12-25 10:05 | 717
| South East - Tailem Bend #1 | F1922 | 2016-12-26 00:05 | 701
| South East - Tailem Bend #1 | F1922 | 2016-12-28 16:05 | 717
| South East - Tailem Bend #1 | F1922 | 2016-12-28 18:05 | 701
| South East - Tailem Bend #1 | F1922 | 2016-12-29 04:05 | 717
| South East - Tailem Bend #1 | F1922 | 2016-12-29 10:05 | 762
| South East - Tailem Bend #1 | F1922 | 2016-12-30 02:05 | 717
| South East - Tailem Bend #1 | F1922 | 2016-12-30 12:05 | 762
| South East - Tailem Bend #1 | F1922 | 2016-12-31 00:05 | 717
| South East - Tailem Bend #1 | F1922 | 2016-12-31 12:05 | 762
| South East - Tailem Bend #1 | F1922 | 2017-01-01 00:05 | 717
| South East - Tailem Bend #1 | F1922 | 2017-01-01 12:05 | 762
| South East - Tailem Bend #1 | F1922 | 2017-01-01 20:05 | 717
| South East - Tailem Bend #1 | F1922 | 2017-01-02 12:05 | 762
| South East - Tailem Bend #1 | F1922 | 2017-01-02 20:05 | 717
| South East - Tailem Bend #1 | F1922 | 2017-01-03 12:05 | 762
| South East - Tailem Bend #1 | F1922 | 2017-01-04 12:05 | 717
| South East - Tailem Bend #1 | F1922 | 2017-01-04 20:05 | 701
| South East - Tailem Bend #1 | F1922 | 2017-01-05 12:05 | 717
| South East - Tailem Bend #1 | F1922 | 2017-01-05 22:05 | 701
| South East - Tailem Bend #1 | F1922 | 2017-01-06 10:05 | 717
| South East - Tailem Bend #1 | F1922 | 2017-01-07 22:05 | 701
| South East - Tailem Bend #1 | F1922 | 2017-01-10 04:05 | 717
| South East - Tailem Bend #1 | F1922 | 2017-01-10 08:05 | 762
| South East - Tailem Bend #1 | F1922 | 2017-01-11 00:05 | 717
| South East - Tailem Bend #1 | F1922 | 2017-01-11 10:05 | 762
| South East - Tailem Bend #1 | F1922 | 2017-01-12 00:05 | 717
| South East - Tailem Bend #1 | F1922 | 2017-01-12 09:45 | 762
| South East - Tailem Bend #1 | F1922 | 2017-01-12 10:05 | 717
| South East - Tailem Bend #1 | F1922 | 2017-01-12 10:20 | 762
| South East - Tailem Bend #1 | F1922 | 2017-01-12 13:50 | 717
| South East - Tailem Bend #1 | F1922 | 2017-01-13 00:05 | 701
| South East - Tailem Bend #1 | F1922 | 2017-01-13 04:05 | 717
| South East - Tailem Bend #1 | F1922 | 2017-01-13 06:05 | 701
| South East - Tailem Bend #1 | F1922 | 2017-01-13 22:05 | 717
| South East - Tailem Bend #1 | F1922 | 2017-01-14 12:05 | 762
| South East - Tailem Bend #1 | F1922 | 2017-01-14 22:05 | 717
| South East - Tailem Bend #1 | F1922 | 2017-01-15 12:05 | 762
| South East - Tailem Bend #1 | F1922 | 2017-01-16 04:05 | 717
| South East - Tailem Bend #1 | F1922 | 2017-01-16 10:05 | 762
| South East - Tailem Bend #1 | F1922 | 2017-01-16 14:05 | 717
| South East - Tailem Bend #1 | F1922 | 2017-01-16 22:05 | 701
| South East - Tailem Bend #1 | F1922 | 2017-01-17 12:00 | 717
| South East - Tailem Bend #1 | F1922 | 2017-01-17 22:05 | 701
| South East - Tailem Bend #1 | F1922 | 2017-01-18 06:05 | 717
| South East - Tailem Bend #1 | F1922 | 2017-01-18 12:05 | 762
| South East - Tailem Bend #1 | F1922 | 2017-01-18 22:05 | 717
| South East - Tailem Bend #1 | F1922 | 2017-01-19 04:05 | 762
| South East - Tailem Bend #1 | F1922 | 2017-01-19 14:05 | 717
| South East - Tailem Bend #1 | F1922 | 2017-01-19 22:05 | 701
| South East - Tailem Bend #1 | F1922 | 2017-01-20 08:05 | 717
| South East - Tailem Bend #1 | F1922 | 2017-01-20 12:05 | 762
| South East - Tailem Bend #1 | F1922 | 2017-01-20 20:05 | 717
| South East - Tailem Bend #1 | F1922 | 2017-01-21 12:05 | 762
| South East - Tailem Bend #1 | F1922 | 2017-01-22 00:05 | 717
| South East - Tailem Bend #1 | F1922 | 2017-01-22 04:05 | 762
| South East - Tailem Bend #1 | F1922 | 2017-01-22 14:05 | 717
| South East - Tailem Bend #1 | F1922 | 2017-01-22 22:05 | 701
| South East - Tailem Bend #1 | F1922 | 2017-01-23 10:05 | 717
| South East - Tailem Bend #1 | F1922 | 2017-01-23 12:05 | 701
| South East - Tailem Bend #1 | F1922 | 2017-01-24 02:05 | 717
| South East - Tailem Bend #1 | F1922 | 2017-01-24 10:05 | 762
| South East - Tailem Bend #1 | F1922 | 2017-01-24 20:05 | 717
| South East - Tailem Bend #1 | F1922 | 2017-01-25 12:05 | 762
| South East - Tailem Bend #1 | F1922 | 2017-01-25 22:05 | 717
| South East - Tailem Bend #1 | F1922 | 2017-01-26 12:05 | 762
| South East - Tailem Bend #1 | F1922 | 2017-01-26 22:05 | 717
| South East - Tailem Bend #1 | F1922 | 2017-01-27 10:05 | 762
| South East - Tailem Bend #1 | F1922 | 2017-01-27 16:05 | 717
| South East - Tailem Bend #1 | F1922 | 2017-01-27 22:05 | 701
| South East - Tailem Bend #1 | F1922 | 2017-01-28 04:05 | 717
| South East - Tailem Bend #1 | F1922 | 2017-01-28 10:05 | 762
| South East - Tailem Bend #1 | F1922 | 2017-01-28 14:05 | 717
| South East - Tailem Bend #1 | F1922 | 2017-01-28 20:05 | 701
| South East - Tailem Bend #1 | F1922 | 2017-01-29 04:05 | 717
| South East - Tailem Bend #1 | F1922 | 2017-01-29 10:05 | 762
| South East - Tailem Bend #1 | F1922 | 2017-01-29 12:05 | 717
| South East - Tailem Bend #1 | F1922 | 2017-01-30 00:05 | 701
| South East - Tailem Bend #1 | F1922 | 2017-01-30 06:05 | 717
| South East - Tailem Bend #1 | F1922 | 2017-01-30 08:05 | 701
| South East - Tailem Bend #1 | F1922 | 2017-01-31 04:05 | 717
| South East - Tailem Bend #1 | F1922 | 2017-01-31 12:05 | 762
| South East - Tailem Bend #1 | F1922 | 2017-01-31 22:05 | 717
| South East - Tailem Bend #1 | F1922 | 2017-02-01 12:05 | 762
| South East - Tailem Bend #1 | F1922 | 2017-02-01 22:05 | 717
| South East - Tailem Bend #1 | F1922 | 2017-02-02 11:45 | 762
| South East - Tailem Bend #1 | F1922 | 2017-02-02 22:05 | 717
| South East - Tailem Bend #1 | F1922 | 2017-02-03 10:05 | 762
| South East - Tailem Bend #1 | F1922 | 2017-02-04 04:05 | 717
| South East - Tailem Bend #1 | F1922 | 2017-02-04 08:05 | 762
| South East - Tailem Bend #1 | F1922 | 2017-02-06 04:05 | 717
| South East - Tailem Bend #1 | F1922 | 2017-02-07 12:05 | 762
| South East - Tailem Bend #1 | F1922 | 2017-02-08 09:40 | 717
| South East - Tailem Bend #1 | F1922 | 2017-02-09 04:05 | 701
| South East - Tailem Bend #1 | F1922 | 2017-02-09 10:05 | 717
| South East - Tailem Bend #1 | F1922 | 2017-02-10 00:05 | 701
| South East - Tailem Bend #1 | F1922 | 2017-02-10 10:05 | 717
| South East - Tailem Bend #1 | F1922 | 2017-02-11 00:05 | 701
| South East - Tailem Bend #1 | F1922 | 2017-02-11 12:05 | 717
| South East - Tailem Bend #1 | F1922 | 2017-02-11 20:05 | 701
| South East - Tailem Bend #1 | F1922 | 2017-02-12 00:05 | 717
| South East - Tailem Bend #1 | F1922 | 2017-02-12 12:05 | 762
| South East - Tailem Bend #1 | F1922 | 2017-02-12 20:05 | 717
| South East - Tailem Bend #1 | F1922 | 2017-02-13 14:05 | 762
| South East - Tailem Bend #1 | F1922 | 2017-02-13 20:05 | 717
| South East - Tailem Bend #1 | F1922 | 2017-02-14 12:05 | 762
| South East - Tailem Bend #1 | F1922 | 2017-02-15 14:05 | 717
| South East - Tailem Bend #1 | F1922 | 2017-02-15 16:05 | 701
| South East - Tailem Bend #1 | F1922 | 2017-02-16 02:05 | 717
| South East - Tailem Bend #1 | F1922 | 2017-02-16 10:05 | 762
| South East - Tailem Bend #1 | F1922 | 2017-02-16 22:05 | 717
| South East - Tailem Bend #1 | F1922 | 2017-02-17 16:05 | 762
| South East - Tailem Bend #1 | F1922 | 2017-02-17 22:05 | 717
| South East - Tailem Bend #1 | F1922 | 2017-02-20 14:05 | 762
| South East - Tailem Bend #1 | F1922 | 2017-02-20 20:05 | 717
| South East - Tailem Bend #1 | F1922 | 2017-02-21 12:05 | 762
| South East - Tailem Bend #1 | F1922 | 2017-02-23 00:05 | 717
| South East - Tailem Bend #1 | F1922 | 2017-02-23 10:05 | 762
| South East - Tailem Bend #1 | F1922 | 2017-02-23 22:05 | 717
| South East - Tailem Bend #1 | F1922 | 2017-02-24 14:05 | 762
| South East - Tailem Bend #1 | F1922 | 2017-02-24 18:05 | 717
| South East - Tailem Bend #1 | F1922 | 2017-02-25 14:05 | 762
| South East - Tailem Bend #1 | F1922 | 2017-02-25 20:05 | 717
| South East - Tailem Bend #1 | F1922 | 2017-02-26 12:05 | 762
| South East - Tailem Bend #1 | F1922 | 2017-02-27 00:05 | 717
| South East - Tailem Bend #1 | F1922 | 2017-02-27 10:05 | 762
| South East - Tailem Bend #1 | F1922 | 2017-02-27 14:05 | 717
| South East - Tailem Bend #1 | F1922 | 2017-02-27 22:05 | 701
| South East - Tailem Bend #1 | F1922 | 2017-02-28 10:05 | 717
| South East - Tailem Bend #1 | F1922 | 2017-03-01 00:05 | 701
| South East - Tailem Bend #1 | F1922 | 2017-03-01 10:05 | 717
| South East - Tailem Bend #1 | F1922 | 2017-03-02 00:05 | 701
| South East - Tailem Bend #1 | F1922 | 2017-03-02 12:05 | 717
| South East - Tailem Bend #1 | F1922 | 2017-03-02 20:05 | 701
| South East - Tailem Bend #1 | F1922 | 2017-03-03 06:05 | 717
| South East - Tailem Bend #1 | F1922 | 2017-03-03 08:05 | 762
| South East - Tailem Bend #1 | F1922 | 2017-03-03 14:05 | 717
| South East - Tailem Bend #1 | F1922 | 2017-03-03 20:05 | 701
| South East - Tailem Bend #1 | F1922 | 2017-03-04 14:05 | 717
| South East - Tailem Bend #1 | F1922 | 2017-03-04 18:05 | 701
| South East - Tailem Bend #1 | F1922 | 2017-03-05 00:05 | 717
| South East - Tailem Bend #1 | F1922 | 2017-03-05 12:05 | 762
| South East - Tailem Bend #1 | F1922 | 2017-03-05 20:05 | 717
| South East - Tailem Bend #1 | F1922 | 2017-03-06 12:05 | 762
| South East - Tailem Bend #1 | F1922 | 2017-03-06 22:05 | 717
| South East - Tailem Bend #1 | F1922 | 2017-03-07 04:05 | 762
| South East - Tailem Bend #1 | F1922 | 2017-03-07 16:05 | 717
| South East - Tailem Bend #1 | F1922 | 2017-03-07 20:05 | 701
| South East - Tailem Bend #1 | F1922 | 2017-03-08 08:05 | 717
| South East - Tailem Bend #1 | F1922 | 2017-03-08 09:20 | 762
| South East - Tailem Bend #1 | F1922 | 2017-03-08 14:05 | 717
| South East - Tailem Bend #1 | F1922 | 2017-03-08 20:05 | 701
| South East - Tailem Bend #1 | F1922 | 2017-03-09 06:05 | 717
| South East - Tailem Bend #1 | F1922 | 2017-03-09 10:05 | 762
| South East - Tailem Bend #1 | F1922 | 2017-03-09 10:10 | 717
| South East - Tailem Bend #1 | F1922 | 2017-03-09 10:15 | 762
| South East - Tailem Bend #1 | F1922 | 2017-03-09 14:05 | 717
| South East - Tailem Bend #1 | F1922 | 2017-03-09 20:05 | 701
| South East - Tailem Bend #1 | F1922 | 2017-03-10 04:05 | 717
| South East - Tailem Bend #1 | F1922 | 2017-03-10 11:35 | 762
| South East - Tailem Bend #1 | F1922 | 2017-03-10 16:05 | 717
| South East - Tailem Bend #1 | F1922 | 2017-03-10 20:05 | 701
| South East - Tailem Bend #1 | F1922 | 2017-03-12 00:05 | 717
| South East - Tailem Bend #1 | F1922 | 2017-03-13 14:05 | 762
| South East - Tailem Bend #1 | F1922 | 2017-03-13 20:05 | 717
| South East - Tailem Bend #1 | F1922 | 2017-03-14 10:05 | 762
| South East - Tailem Bend #1 | F1922 | 2017-03-15 12:05 | 717
| South East - Tailem Bend #1 | F1922 | 2017-03-15 22:05 | 701
| South East - Tailem Bend #1 | F1922 | 2017-03-16 04:05 | 717
| South East - Tailem Bend #1 | F1922 | 2017-03-16 12:25 | 762
| South East - Tailem Bend #1 | F1922 | 2017-03-16 20:05 | 717
| South East - Tailem Bend #1 | F1922 | 2017-03-17 14:05 | 762
| South East - Tailem Bend #1 | F1922 | 2017-03-17 22:05 | 717
| South East - Tailem Bend #1 | F1922 | 2017-03-18 10:05 | 762
| South East - Tailem Bend #1 | F1922 | 2017-03-18 16:05 | 717
| South East - Tailem Bend #1 | F1922 | 2017-03-18 18:05 | 701
| South East - Tailem Bend #1 | F1922 | 2017-03-19 04:05 | 717
| South East - Tailem Bend #1 | F1922 | 2017-03-19 10:05 | 762
| South East - Tailem Bend #1 | F1922 | 2017-03-19 12:05 | 717
| South East - Tailem Bend #1 | F1922 | 2017-03-19 22:05 | 701
| South East - Tailem Bend #1 | F1922 | 2017-03-20 12:05 | 717
| South East - Tailem Bend #1 | F1922 | 2017-03-20 14:05 | 701
| South East - Tailem Bend #1 | F1922 | 2017-03-22 02:05 | 717
| South East - Tailem Bend #1 | F1922 | 2017-03-22 14:05 | 762
| South East - Tailem Bend #1 | F1922 | 2017-03-22 22:05 | 717
| South East - Tailem Bend #1 | F1922 | 2017-03-23 12:05 | 762
| South East - Tailem Bend #1 | F1922 | 2017-03-24 16:05 | 717
| South East - Tailem Bend #1 | F1922 | 2017-03-24 20:05 | 701
| South East - Tailem Bend #1 | F1922 | 2017-03-26 14:05 | 717
| South East - Tailem Bend #1 | F1922 | 2017-03-27 04:05 | 701
| South East - Tailem Bend #1 | F1922 | 2017-03-27 22:05 | 717
| South East - Tailem Bend #1 | F1922 | 2017-03-28 14:05 | 762
| South East - Tailem Bend #1 | F1922 | 2017-03-28 22:05 | 717
| South East - Tailem Bend #1 | F1922 | 2017-03-29 14:05 | 762
| South East - Tailem Bend #1 | F1922 | 2017-03-29 16:05 | 717
| South East - Tailem Bend #1 | F1922 | 2017-04-01 14:05 | 762
| South East - Tailem Bend #1 | F1922 | 2017-04-01 18:05 | 717
| South East - Tailem Bend #1 | F1922 | 2017-04-03 16:05 | 762
| South East - Tailem Bend #1 | F1922 | 2017-04-03 18:05 | 717
| South East - Tailem Bend #1 | F1922 | 2017-04-04 12:05 | 762
| South East - Tailem Bend #1 | F1922 | 2017-04-05 02:05 | 717
| South East - Tailem Bend #1 | F1922 | 2017-04-05 04:05 | 762
| South East - Tailem Bend #1 | F1922 | 2017-04-05 06:05 | 717
| South East - Tailem Bend #1 | F1922 | 2017-04-05 12:05 | 762
| South East - Tailem Bend #1 | F1922 | 2017-04-05 22:05 | 717
| South East - Tailem Bend #1 | F1922 | 2017-04-06 12:05 | 762
| South East - Tailem Bend #1 | F1922 | 2017-04-07 00:05 | 717
| South East - Tailem Bend #1 | F1922 | 2017-04-07 02:05 | 762
| South East - Tailem Bend #1 | F1922 | 2017-04-07 06:05 | 717
| South East - Tailem Bend #1 | F1922 | 2017-04-07 10:05 | 762
| South East - Tailem Bend #1 | F1922 | 2017-04-08 00:05 | 717
| South East - Tailem Bend #1 | F1922 | 2017-04-08 10:05 | 762
| South East - Tailem Bend #1 | F1922 | 2017-04-08 20:05 | 717
| South East - Tailem Bend #1 | F1922 | 2017-04-12 14:15 | 762
| South East - Tailem Bend #1 | F1922 | 2017-04-12 20:05 | 717
| South East - Tailem Bend #1 | F1922 | 2017-04-13 12:05 | 762
| South East - Tailem Bend #1 | F1922 | 2017-04-13 22:05 | 717
| South East - Tailem Bend #1 | F1922 | 2017-04-14 12:05 | 762
| South East - Tailem Bend #1 | F1922 | 2017-04-14 20:05 | 717
| South East - Tailem Bend #1 | F1922 | 2017-04-15 12:05 | 762
| South East - Tailem Bend #1 | F1922 | 2017-04-15 20:05 | 717
| South East - Tailem Bend #1 | F1922 | 2017-04-16 14:05 | 762
| South East - Tailem Bend #1 | F1922 | 2017-04-16 20:05 | 717
| South East - Tailem Bend #1 | F1922 | 2017-04-17 12:05 | 762
| South East - Tailem Bend #1 | F1922 | 2017-04-20 04:05 | 717
| South East - Tailem Bend #1 | F1922 | 2017-04-20 16:05 | 762
| South East - Tailem Bend #1 | F1922 | 2017-04-20 22:05 | 717
| South East - Tailem Bend #1 | F1922 | 2017-04-21 14:05 | 762
| South East - Tailem Bend #1 | F1922 | 2017-04-21 20:05 | 717
| South East - Tailem Bend #1 | F1922 | 2017-04-22 12:05 | 762
| South East - Tailem Bend #1 | F1922 | 2017-04-22 20:05 | 717
| South East - Tailem Bend #1 | F1922 | 2017-04-23 12:05 | 762
| South East - Tailem Bend #1 | F1922 | 2017-04-24 02:05 | 717
| South East - Tailem Bend #1 | F1922 | 2017-05-15 16:05 | 762
| South East - Tailem Bend #1 | F1922 | 2017-05-15 18:05 | 717
| South East - Tailem Bend #1 | F1922 | 2017-05-21 14:05 | 762
| South East - Tailem Bend #1 | F1922 | 2017-05-21 20:05 | 717
| South East - Tailem Bend #1 | F1922 | 2017-05-26 16:05 | 762
| South East - Tailem Bend #1 | F1922 | 2017-05-26 18:05 | 717
| South East - Tailem Bend #1 | F1922 | 2017-07-29 12:05 | 762
| South East - Tailem Bend #1 | F1922 | 2017-07-29 14:05 | 717
| South East - Tailem Bend #1 | F1922 | 2017-08-13 14:05 | 762
| South East - Tailem Bend #1 | F1922 | 2017-08-13 20:05 | 717
| South East - Tailem Bend #1 | F1922 | 2017-09-01 16:05 | 762
| South East - Tailem Bend #1 | F1922 | 2017-09-01 18:05 | 717
| South East - Tailem Bend #1 | F1922 | 2017-09-11 12:05 | 762
| South East - Tailem Bend #1 | F1922 | 2017-09-11 20:05 | 717
| South East - Tailem Bend #1 | F1922 | 2017-09-12 12:05 | 762
| South East - Tailem Bend #1 | F1922 | 2017-09-12 16:05 | 717
| South East - Tailem Bend #1 | F1922 | 2017-09-17 14:05 | 762
| South East - Tailem Bend #1 | F1922 | 2017-09-17 22:05 | 717
| South East - Tailem Bend #1 | F1922 | 2017-09-20 16:05 | 762
| South East - Tailem Bend #1 | F1922 | 2017-09-20 20:05 | 717
| South East - Tailem Bend #1 | F1922 | 2017-09-22 12:05 | 762
| South East - Tailem Bend #1 | F1922 | 2017-09-23 02:05 | 717
| South East - Tailem Bend #1 | F1922 | 2017-09-26 16:05 | 762
| South East - Tailem Bend #1 | F1922 | 2017-09-27 04:05 | 717
| South East - Tailem Bend #1 | F1922 | 2017-09-27 10:05 | 762
| South East - Tailem Bend #1 | F1922 | 2017-09-27 20:05 | 717
| South East - Tailem Bend #1 | F1922 | 2017-10-02 16:05 | 762
| South East - Tailem Bend #1 | F1922 | 2017-10-02 20:05 | 717
| South East - Tailem Bend #1 | F1922 | 2017-10-03 12:05 | 762
| South East - Tailem Bend #1 | F1922 | 2017-10-03 22:05 | 717
| South East - Tailem Bend #1 | F1922 | 2017-10-04 10:05 | 762
| South East - Tailem Bend #1 | F1922 | 2017-10-04 22:05 | 717
| South East - Tailem Bend #1 | F1922 | 2017-10-07 14:05 | 762
| South East - Tailem Bend #1 | F1922 | 2017-10-08 00:05 | 717
| South East - Tailem Bend #1 | F1922 | 2017-10-08 12:05 | 762
| South East - Tailem Bend #1 | F1922 | 2017-10-08 22:05 | 717
| South East - Tailem Bend #1 | F1922 | 2017-10-10 14:05 | 762
| South East - Tailem Bend #1 | F1922 | 2017-10-11 14:05 | 717
| South East - Tailem Bend #1 | F1922 | 2017-10-14 14:05 | 762
| South East - Tailem Bend #1 | F1922 | 2017-10-14 18:05 | 717
| South East - Tailem Bend #1 | F1922 | 2017-10-15 12:05 | 762
| South East - Tailem Bend #1 | F1922 | 2017-10-15 20:05 | 717
| South East - Tailem Bend #1 | F1922 | 2017-10-16 08:05 | 762
| South East - Tailem Bend #1 | F1922 | 2017-10-16 16:05 | 717
| South East - Tailem Bend #1 | F1922 | 2017-10-16 20:05 | 701
| South East - Tailem Bend #1 | F1922 | 2017-10-17 14:05 | 717
| South East - Tailem Bend #1 | F1922 | 2017-10-17 20:05 | 701
| South East - Tailem Bend #1 | F1922 | 2017-10-18 12:05 | 717
| South East - Tailem Bend #1 | F1922 | 2017-10-18 20:05 | 701
| South East - Tailem Bend #1 | F1922 | 2017-10-19 04:05 | 717
| South East - Tailem Bend #1 | F1922 | 2017-10-23 14:05 | 762
| South East - Tailem Bend #1 | F1922 | 2017-10-23 22:05 | 717
| South East - Tailem Bend #1 | F1922 | 2017-10-24 10:05 | 762
| South East - Tailem Bend #1 | F1922 | 2017-10-24 16:05 | 717
| South East - Tailem Bend #1 | F1922 | 2017-10-25 12:05 | 762
| South East - Tailem Bend #1 | F1922 | 2017-10-25 20:05 | 717
| South East - Tailem Bend #1 | F1922 | 2017-10-27 10:05 | 762
| South East - Tailem Bend #1 | F1922 | 2017-10-27 14:05 | 717
| South East - Tailem Bend #1 | F1922 | 2017-10-27 18:05 | 701
| South East - Tailem Bend #1 | F1922 | 2017-10-27 20:05 | 717
| South East - Tailem Bend #1 | F1922 | 2017-10-29 10:05 | 762
| South East - Tailem Bend #1 | F1922 | 2017-10-29 16:05 | 717
| South East - Tailem Bend #1 | F1922 | 2017-11-02 16:05 | 762
| South East - Tailem Bend #1 | F1922 | 2017-11-02 18:05 | 717
| South East - Tailem Bend #1 | F1922 | 2017-11-05 14:05 | 762
| South East - Tailem Bend #1 | F1922 | 2017-11-05 18:05 | 717
| South East - Tailem Bend #1 | F1922 | 2017-11-08 12:05 | 762
| South East - Tailem Bend #1 | F1922 | 2017-11-08 22:05 | 717
| South East - Tailem Bend #1 | F1922 | 2017-11-09 10:05 | 762
| South East - Tailem Bend #1 | F1922 | 2017-11-10 12:05 | 717
| South East - Tailem Bend #1 | F1922 | 2017-11-10 18:05 | 701
| South East - Tailem Bend #1 | F1922 | 2017-11-11 14:05 | 717
| South East - Tailem Bend #1 | F1922 | 2017-11-11 18:05 | 701
| South East - Tailem Bend #1 | F1922 | 2017-11-12 10:05 | 717
| South East - Tailem Bend #1 | F1922 | 2017-11-12 20:05 | 701
| South East - Tailem Bend #1 | F1922 | 2017-11-13 10:05 | 717
| South East - Tailem Bend #1 | F1922 | 2017-11-14 00:05 | 701
| South East - Tailem Bend #1 | F1922 | 2017-11-14 10:05 | 717
| South East - Tailem Bend #1 | F1922 | 2017-11-14 18:05 | 701
| South East - Tailem Bend #1 | F1922 | 2017-11-15 06:05 | 717
| South East - Tailem Bend #1 | F1922 | 2017-11-18 14:05 | 762
| South East - Tailem Bend #1 | F1922 | 2017-11-18 22:05 | 717
| South East - Tailem Bend #1 | F1922 | 2017-11-19 08:05 | 762
| South East - Tailem Bend #1 | F1922 | 2017-11-20 14:05 | 717
| South East - Tailem Bend #1 | F1922 | 2017-11-20 22:05 | 701
| South East - Tailem Bend #1 | F1922 | 2017-11-21 12:05 | 717
| South East - Tailem Bend #1 | F1922 | 2017-11-21 22:05 | 701
| South East - Tailem Bend #1 | F1922 | 2017-11-22 10:05 | 717
| South East - Tailem Bend #1 | F1922 | 2017-11-22 16:05 | 701
| South East - Tailem Bend #1 | F1922 | 2017-11-23 04:05 | 717
| South East - Tailem Bend #1 | F1922 | 2017-11-23 08:05 | 762
| South East - Tailem Bend #1 | F1922 | 2017-11-24 00:05 | 717
| South East - Tailem Bend #1 | F1922 | 2017-11-24 08:05 | 762
| South East - Tailem Bend #1 | F1922 | 2017-11-25 04:05 | 717
| South East - Tailem Bend #1 | F1922 | 2017-11-25 10:05 | 762
| South East - Tailem Bend #1 | F1922 | 2017-11-26 00:05 | 717
| South East - Tailem Bend #1 | F1922 | 2017-11-26 12:05 | 762
| South East - Tailem Bend #1 | F1922 | 2017-11-26 18:05 | 717
| South East - Tailem Bend #1 | F1922 | 2017-11-27 12:05 | 762
| South East - Tailem Bend #1 | F1922 | 2017-11-27 22:05 | 717
| South East - Tailem Bend #1 | F1922 | 2017-11-28 00:05 | 762
| South East - Tailem Bend #1 | F1922 | 2017-11-28 12:05 | 717
| South East - Tailem Bend #1 | F1922 | 2017-11-28 22:05 | 701
| South East - Tailem Bend #1 | F1922 | 2017-11-29 10:05 | 717
| South East - Tailem Bend #1 | F1922 | 2017-11-29 22:05 | 701
| South East - Tailem Bend #1 | F1922 | 2017-11-30 12:05 | 717
| South East - Tailem Bend #1 | F1922 | 2017-11-30 20:05 | 701
| South East - Tailem Bend #1 | F1922 | 2017-12-01 00:05 | 717
| South East - Tailem Bend #1 | F1922 | 2017-12-05 12:05 | 762
| South East - Tailem Bend #1 | F1922 | 2017-12-05 18:05 | 717
| South East - Tailem Bend #1 | F1922 | 2017-12-06 12:05 | 762
| South East - Tailem Bend #1 | F1922 | 2017-12-06 20:05 | 717
| South East - Tailem Bend #1 | F1922 | 2017-12-08 16:05 | 762
| South East - Tailem Bend #1 | F1922 | 2017-12-08 18:05 | 717
| South East - Tailem Bend #1 | F1922 | 2017-12-09 12:05 | 762
| South East - Tailem Bend #1 | F1922 | 2017-12-09 22:05 | 717
| South East - Tailem Bend #1 | F1922 | 2017-12-10 10:05 | 762
| South East - Tailem Bend #1 | F1922 | 2017-12-10 22:05 | 717
| South East - Tailem Bend #1 | F1922 | 2017-12-11 10:05 | 762
| South East - Tailem Bend #1 | F1922 | 2017-12-12 00:05 | 717
| South East - Tailem Bend #1 | F1922 | 2017-12-12 10:05 | 762
| South East - Tailem Bend #1 | F1922 | 2017-12-12 12:05 | 717
| South East - Tailem Bend #1 | F1922 | 2017-12-12 22:05 | 701
| South East - Tailem Bend #1 | F1922 | 2017-12-13 00:05 | 717
| South East - Tailem Bend #1 | F1922 | 2017-12-13 04:05 | 701
| South East - Tailem Bend #1 | F1922 | 2017-12-13 08:05 | 717
| South East - Tailem Bend #1 | F1922 | 2017-12-13 18:05 | 701
| South East - Tailem Bend #1 | F1922 | 2017-12-14 04:05 | 717
| South East - Tailem Bend #1 | F1922 | 2017-12-14 13:05 | 762
| South East - Tailem Bend #1 | F1922 | 2017-12-14 22:05 | 717
| South East - Tailem Bend #1 | F1922 | 2017-12-15 12:05 | 762
| South East - Tailem Bend #1 | F1922 | 2017-12-15 22:05 | 717
| South East - Tailem Bend #1 | F1922 | 2017-12-16 10:05 | 762
| South East - Tailem Bend #1 | F1922 | 2017-12-17 00:05 | 717
| South East - Tailem Bend #1 | F1922 | 2017-12-17 08:05 | 762
| South East - Tailem Bend #1 | F1922 | 2017-12-17 14:05 | 717
| South East - Tailem Bend #1 | F1922 | 2017-12-17 20:05 | 701
| South East - Tailem Bend #1 | F1922 | 2017-12-18 12:05 | 717
| South East - Tailem Bend #1 | F1922 | 2017-12-19 00:05 | 701
| South East - Tailem Bend #1 | F1922 | 2017-12-20 00:05 | 717
| South East - Tailem Bend #1 | F1922 | 2017-12-20 12:05 | 762
| South East - Tailem Bend #1 | F1922 | 2017-12-20 22:05 | 717
| South East - Tailem Bend #1 | F1922 | 2017-12-21 12:05 | 762
| South East - Tailem Bend #1 | F1922 | 2017-12-21 22:05 | 717
| South East - Tailem Bend #1 | F1922 | 2017-12-22 10:05 | 762
| South East - Tailem Bend #1 | F1922 | 2017-12-22 16:05 | 717
| South East - Tailem Bend #1 | F1922 | 2017-12-22 20:05 | 701
| South East - Tailem Bend #1 | F1922 | 2017-12-23 02:05 | 717
| South East - Tailem Bend #1 | F1922 | 2017-12-23 10:05 | 762
| South East - Tailem Bend #1 | F1922 | 2017-12-23 12:05 | 717
| South East - Tailem Bend #1 | F1922 | 2017-12-23 22:05 | 701
| South East - Tailem Bend #1 | F1922 | 2017-12-24 02:05 | 717
| South East - Tailem Bend #1 | F1922 | 2017-12-24 12:05 | 762
| South East - Tailem Bend #1 | F1922 | 2017-12-24 20:05 | 717
| South East - Tailem Bend #1 | F1922 | 2017-12-25 12:05 | 762
| South East - Tailem Bend #1 | F1922 | 2017-12-26 06:05 | 717
| South East - Tailem Bend #1 | F1922 | 2017-12-26 08:05 | 762
| South East - Tailem Bend #1 | F1922 | 2017-12-26 14:05 | 717
| South East - Tailem Bend #1 | F1922 | 2017-12-26 22:05 | 701
| South East - Tailem Bend #1 | F1922 | 2017-12-27 10:05 | 717
| South East - Tailem Bend #1 | F1922 | 2017-12-27 20:05 | 701
| South East - Tailem Bend #1 | F1922 | 2017-12-29 00:05 | 717
| South East - Tailem Bend #1 | F1922 | 2017-12-29 10:05 | 762
| South East - Tailem Bend #1 | F1922 | 2017-12-29 22:05 | 717
| South East - Tailem Bend #1 | F1922 | 2017-12-30 12:05 | 762
| South East - Tailem Bend #1 | F1922 | 2017-12-30 22:05 | 717
| South East - Tailem Bend #1 | F1922 | 2017-12-31 12:05 | 762
| South East - Tailem Bend #1 | F1922 | 2017-12-31 22:05 | 717
| South East - Tailem Bend #1 | F1922 | 2018-01-01 12:05 | 762
| South East - Tailem Bend #1 | F1922 | 2018-01-01 22:05 | 717
| South East - Tailem Bend #1 | F1922 | 2018-01-02 12:05 | 762
| South East - Tailem Bend #1 | F1922 | 2018-01-02 22:05 | 717
| South East - Tailem Bend #1 | F1922 | 2018-01-03 12:05 | 762
| South East - Tailem Bend #1 | F1922 | 2018-01-03 22:05 | 717
| South East - Tailem Bend #1 | F1922 | 2018-01-04 10:05 | 762
| South East - Tailem Bend #1 | F1922 | 2018-01-04 16:05 | 717
| South East - Tailem Bend #1 | F1922 | 2018-01-04 18:05 | 701
| South East - Tailem Bend #1 | F1922 | 2018-01-05 04:05 | 717
| South East - Tailem Bend #1 | F1922 | 2018-01-05 10:05 | 762
| South East - Tailem Bend #1 | F1922 | 2018-01-05 12:05 | 717
| South East - Tailem Bend #1 | F1922 | 2018-01-06 00:05 | 701
| South East - Tailem Bend #1 | F1922 | 2018-01-06 06:05 | 717
| South East - Tailem Bend #1 | F1922 | 2018-01-06 22:05 | 701
| South East - Tailem Bend #1 | F1922 | 2018-01-07 02:05 | 717
| South East - Tailem Bend #1 | F1922 | 2018-01-07 10:05 | 762
| South East - Tailem Bend #1 | F1922 | 2018-01-07 16:05 | 717
| South East - Tailem Bend #1 | F1922 | 2018-01-07 18:05 | 701
| South East - Tailem Bend #1 | F1922 | 2018-01-08 02:05 | 717
| South East - Tailem Bend #1 | F1922 | 2018-01-08 10:05 | 762
| South East - Tailem Bend #1 | F1922 | 2018-01-08 22:05 | 717
| South East - Tailem Bend #1 | F1922 | 2018-01-09 10:05 | 762
| South East - Tailem Bend #1 | F1922 | 2018-01-09 22:05 | 717
| South East - Tailem Bend #1 | F1922 | 2018-01-10 12:05 | 762
| South East - Tailem Bend #1 | F1922 | 2018-01-11 04:05 | 717
| South East - Tailem Bend #1 | F1922 | 2018-01-11 08:05 | 762
| South East - Tailem Bend #1 | F1922 | 2018-01-11 12:05 | 717
| South East - Tailem Bend #1 | F1922 | 2018-01-11 22:05 | 701
| South East - Tailem Bend #1 | F1922 | 2018-01-12 22:05 | 717
| South East - Tailem Bend #1 | F1922 | 2018-01-13 14:05 | 762
| South East - Tailem Bend #1 | F1922 | 2018-01-13 20:05 | 717
| South East - Tailem Bend #1 | F1922 | 2018-01-14 14:05 | 762
| South East - Tailem Bend #1 | F1922 | 2018-01-14 20:05 | 717
| South East - Tailem Bend #1 | F1922 | 2018-01-15 10:05 | 762
| South East - Tailem Bend #1 | F1922 | 2018-01-15 22:05 | 717
| South East - Tailem Bend #1 | F1922 | 2018-01-16 02:05 | 762
| South East - Tailem Bend #1 | F1922 | 2018-01-16 06:05 | 717
| South East - Tailem Bend #1 | F1922 | 2018-01-16 10:05 | 762
| South East - Tailem Bend #1 | F1922 | 2018-01-17 10:05 | 717
| South East - Tailem Bend #1 | F1922 | 2018-01-18 00:05 | 701
| South East - Tailem Bend #1 | F1922 | 2018-01-18 10:05 | 717
| South East - Tailem Bend #1 | F1922 | 2018-01-19 00:05 | 701
| South East - Tailem Bend #1 | F1922 | 2018-01-19 02:05 | 717
| South East - Tailem Bend #1 | F1922 | 2018-01-19 04:05 | 701
| South East - Tailem Bend #1 | F1922 | 2018-01-19 10:05 | 717
| South East - Tailem Bend #1 | F1922 | 2018-01-20 04:05 | 701
| South East - Tailem Bend #1 | F1922 | 2018-01-20 10:05 | 717
| South East - Tailem Bend #1 | F1922 | 2018-01-21 02:05 | 701
| South East - Tailem Bend #1 | F1922 | 2018-01-21 10:05 | 717
| South East - Tailem Bend #1 | F1922 | 2018-01-22 00:05 | 701
| South East - Tailem Bend #1 | F1922 | 2018-01-22 12:05 | 717
| South East - Tailem Bend #1 | F1922 | 2018-01-22 18:05 | 701
| South East - Tailem Bend #1 | F1922 | 2018-01-22 22:05 | 717
| South East - Tailem Bend #1 | F1922 | 2018-01-23 10:05 | 762
| South East - Tailem Bend #1 | F1922 | 2018-01-24 00:05 | 717
| South East - Tailem Bend #1 | F1922 | 2018-01-24 10:05 | 762
| South East - Tailem Bend #1 | F1922 | 2018-01-24 14:05 | 717
| South East - Tailem Bend #1 | F1922 | 2018-01-24 20:05 | 701
| South East - Tailem Bend #1 | F1922 | 2018-01-25 02:05 | 717
| South East - Tailem Bend #1 | F1922 | 2018-01-25 12:40 | 762
| South East - Tailem Bend #1 | F1922 | 2018-01-25 22:05 | 701
| South East - Tailem Bend #1 | F1922 | 2018-01-26 16:05 | 717
| South East - Tailem Bend #1 | F1922 | 2018-01-26 22:05 | 701
| South East - Tailem Bend #1 | F1922 | 2018-01-27 10:05 | 717
| South East - Tailem Bend #1 | F1922 | 2018-01-28 22:05 | 701
| South East - Tailem Bend #1 | F1922 | 2018-01-29 18:05 | 717
| South East - Tailem Bend #1 | F1922 | 2018-02-01 14:05 | 762
| South East - Tailem Bend #1 | F1922 | 2018-02-01 20:05 | 717
| South East - Tailem Bend #1 | F1922 | 2018-02-02 12:05 | 762
| South East - Tailem Bend #1 | F1922 | 2018-02-03 04:05 | 717
| South East - Tailem Bend #1 | F1922 | 2018-02-03 06:05 | 762
| South East - Tailem Bend #1 | F1922 | 2018-02-03 14:05 | 717
| South East - Tailem Bend #1 | F1922 | 2018-02-03 18:05 | 701
| South East - Tailem Bend #1 | F1922 | 2018-02-04 12:05 | 717
| South East - Tailem Bend #1 | F1922 | 2018-02-04 22:05 | 701
| South East - Tailem Bend #1 | F1922 | 2018-02-05 12:05 | 717
| South East - Tailem Bend #1 | F1922 | 2018-02-05 22:05 | 701
| South East - Tailem Bend #1 | F1922 | 2018-02-06 12:05 | 717
| South East - Tailem Bend #1 | F1922 | 2018-02-06 22:05 | 701
| South East - Tailem Bend #1 | F1922 | 2018-02-07 12:30 | 717
| South East - Tailem Bend #1 | F1922 | 2018-02-08 00:05 | 701
| South East - Tailem Bend #1 | F1922 | 2018-02-08 12:05 | 717
| South East - Tailem Bend #1 | F1922 | 2018-02-08 22:05 | 701
| South East - Tailem Bend #1 | F1922 | 2018-02-09 12:05 | 717
| South East - Tailem Bend #1 | F1922 | 2018-02-10 00:05 | 701
| South East - Tailem Bend #1 | F1922 | 2018-02-10 12:05 | 717
| South East - Tailem Bend #1 | F1922 | 2018-02-10 14:05 | 701
| South East - Tailem Bend #1 | F1922 | 2018-02-11 00:05 | 717
| South East - Tailem Bend #1 | F1922 | 2018-02-11 12:05 | 762
| South East - Tailem Bend #1 | F1922 | 2018-02-11 22:05 | 717
| South East - Tailem Bend #1 | F1922 | 2018-02-12 12:05 | 762
| South East - Tailem Bend #1 | F1922 | 2018-02-12 22:05 | 717
| South East - Tailem Bend #1 | F1922 | 2018-02-13 12:05 | 762
| South East - Tailem Bend #1 | F1922 | 2018-02-14 08:05 | 717
| South East - Tailem Bend #1 | F1922 | 2018-02-14 10:05 | 762
| South East - Tailem Bend #1 | F1922 | 2018-02-14 22:05 | 717
| South East - Tailem Bend #1 | F1922 | 2018-02-15 12:10 | 762
| South East - Tailem Bend #1 | F1922 | 2018-02-15 20:05 | 717
| South East - Tailem Bend #1 | F1922 | 2018-02-16 12:05 | 762
| South East - Tailem Bend #1 | F1922 | 2018-02-16 22:05 | 717
| South East - Tailem Bend #1 | F1922 | 2018-02-17 12:05 | 762
| South East - Tailem Bend #1 | F1922 | 2018-02-18 00:05 | 717
| South East - Tailem Bend #1 | F1922 | 2018-02-18 10:05 | 762
| South East - Tailem Bend #1 | F1922 | 2018-02-18 22:05 | 717
| South East - Tailem Bend #1 | F1922 | 2018-02-19 12:05 | 762
| South East - Tailem Bend #1 | F1922 | 2018-02-20 14:05 | 717
| South East - Tailem Bend #1 | F1922 | 2018-02-20 20:05 | 701
| South East - Tailem Bend #1 | F1922 | 2018-02-21 12:55 | 717
| South East - Tailem Bend #1 | F1922 | 2018-02-21 14:05 | 701
| South East - Tailem Bend #1 | F1922 | 2018-02-23 10:05 | 717
| South East - Tailem Bend #1 | F1922 | 2018-02-23 12:05 | 701
| South East - Tailem Bend #1 | F1922 | 2018-02-23 14:05 | 717
| South East - Tailem Bend #1 | F1922 | 2018-02-23 20:05 | 701
| South East - Tailem Bend #1 | F1922 | 2018-02-24 22:05 | 717
| South East - Tailem Bend #1 | F1922 | 2018-02-25 16:05 | 762
| South East - Tailem Bend #1 | F1922 | 2018-02-25 20:05 | 717
| South East - Tailem Bend #1 | F1922 | 2018-02-26 12:05 | 762
| South East - Tailem Bend #1 | F1922 | 2018-02-27 02:05 | 717
| South East - Tailem Bend #1 | F1922 | 2018-02-27 10:05 | 762
| South East - Tailem Bend #1 | F1922 | 2018-02-27 14:05 | 717
| South East - Tailem Bend #1 | F1922 | 2018-02-27 22:05 | 701
| South East - Tailem Bend #1 | F1922 | 2018-02-28 06:05 | 717
| South East - Tailem Bend #1 | F1922 | 2018-02-28 12:05 | 762
| South East - Tailem Bend #1 | F1922 | 2018-02-28 22:05 | 717
| South East - Tailem Bend #1 | F1922 | 2018-03-01 12:05 | 762
| South East - Tailem Bend #1 | F1922 | 2018-03-02 16:05 | 717
| South East - Tailem Bend #1 | F1922 | 2018-03-02 20:05 | 701
| South East - Tailem Bend #1 | F1922 | 2018-03-03 02:05 | 717
| South East - Tailem Bend #1 | F1922 | 2018-03-03 10:05 | 762
| South East - Tailem Bend #1 | F1922 | 2018-03-03 22:05 | 717
| South East - Tailem Bend #1 | F1922 | 2018-03-04 12:05 | 762
| South East - Tailem Bend #1 | F1922 | 2018-03-04 20:05 | 717
| South East - Tailem Bend #1 | F1922 | 2018-03-05 16:05 | 762
| South East - Tailem Bend #1 | F1922 | 2018-03-05 20:05 | 717
| South East - Tailem Bend #1 | F1922 | 2018-03-06 14:05 | 762
| South East - Tailem Bend #1 | F1922 | 2018-03-06 22:05 | 717
| South East - Tailem Bend #1 | F1922 | 2018-03-07 06:05 | 762
| South East - Tailem Bend #1 | F1922 | 2018-03-07 14:05 | 717
| South East - Tailem Bend #1 | F1922 | 2018-03-07 20:05 | 701
| South East - Tailem Bend #1 | F1922 | 2018-03-08 14:05 | 717
| South East - Tailem Bend #1 | F1922 | 2018-03-08 20:05 | 701
| South East - Tailem Bend #1 | F1922 | 2018-03-09 12:05 | 717
| South East - Tailem Bend #1 | F1922 | 2018-03-09 22:05 | 701
| South East - Tailem Bend #1 | F1922 | 2018-03-10 12:05 | 717
| South East - Tailem Bend #1 | F1922 | 2018-03-10 22:05 | 701
| South East - Tailem Bend #1 | F1922 | 2018-03-11 06:05 | 717
| South East - Tailem Bend #1 | F1922 | 2018-03-11 08:05 | 762
| South East - Tailem Bend #1 | F1922 | 2018-03-11 14:05 | 717
| South East - Tailem Bend #1 | F1922 | 2018-03-11 18:05 | 701
| South East - Tailem Bend #1 | F1922 | 2018-03-11 22:05 | 717
| South East - Tailem Bend #1 | F1922 | 2018-03-12 14:05 | 762
| South East - Tailem Bend #1 | F1922 | 2018-03-12 20:05 | 717
| South East - Tailem Bend #1 | F1922 | 2018-03-13 14:05 | 762
| South East - Tailem Bend #1 | F1922 | 2018-03-13 20:05 | 717
| South East - Tailem Bend #1 | F1922 | 2018-03-14 12:05 | 762
| South East - Tailem Bend #1 | F1922 | 2018-03-14 20:05 | 717
| South East - Tailem Bend #1 | F1922 | 2018-03-15 14:05 | 762
| South East - Tailem Bend #1 | F1922 | 2018-03-15 20:05 | 717
| South East - Tailem Bend #1 | F1922 | 2018-03-16 12:05 | 762
| South East - Tailem Bend #1 | F1922 | 2018-03-16 16:05 | 717
| South East - Tailem Bend #1 | F1922 | 2018-03-17 06:05 | 762
| South East - Tailem Bend #1 | F1922 | 2018-03-18 02:05 | 717
| South East - Tailem Bend #1 | F1922 | 2018-03-18 16:05 | 762
| South East - Tailem Bend #1 | F1922 | 2018-03-18 18:05 | 717
| South East - Tailem Bend #1 | F1922 | 2018-03-19 13:20 | 762
| South East - Tailem Bend #1 | F1922 | 2018-03-19 20:05 | 717
| South East - Tailem Bend #1 | F1922 | 2018-03-21 14:05 | 762
| South East - Tailem Bend #1 | F1922 | 2018-03-21 20:05 | 717
| South East - Tailem Bend #1 | F1922 | 2018-03-22 10:20 | 762
| South East - Tailem Bend #1 | F1922 | 2018-03-22 10:45 | 717
| South East - Tailem Bend #1 | F1922 | 2018-03-22 11:30 | 762
| South East - Tailem Bend #1 | F1922 | 2018-03-23 06:05 | 717
| South East - Tailem Bend #1 | F1922 | 2018-03-23 10:05 | 762
| South East - Tailem Bend #1 | F1922 | 2018-03-23 14:05 | 717
| South East - Tailem Bend #1 | F1922 | 2018-03-23 20:05 | 701
| South East - Tailem Bend #1 | F1922 | 2018-03-24 14:05 | 717
| South East - Tailem Bend #1 | F1922 | 2018-03-24 18:05 | 701
| South East - Tailem Bend #1 | F1922 | 2018-03-25 00:05 | 717
| South East - Tailem Bend #1 | F1922 | 2018-03-25 16:05 | 762
| South East - Tailem Bend #1 | F1922 | 2018-03-25 18:05 | 717
| South East - Tailem Bend #1 | F1922 | 2018-03-27 12:05 | 762
| South East - Tailem Bend #1 | F1922 | 2018-03-28 04:05 | 717
| South East - Tailem Bend #1 | F1922 | 2018-03-28 12:05 | 762
| South East - Tailem Bend #1 | F1922 | 2018-03-28 20:05 | 717
| South East - Tailem Bend #1 | F1922 | 2018-03-29 14:05 | 762
| South East - Tailem Bend #1 | F1922 | 2018-03-29 20:05 | 717
| South East - Tailem Bend #1 | F1922 | 2018-03-30 14:05 | 762
| South East - Tailem Bend #1 | F1922 | 2018-03-30 20:05 | 717
| South East - Tailem Bend #1 | F1922 | 2018-03-31 12:05 | 762
| South East - Tailem Bend #1 | F1922 | 2018-03-31 22:05 | 717
| South East - Tailem Bend #1 | F1922 | 2018-04-01 12:05 | 762
| South East - Tailem Bend #1 | F1922 | 2018-04-02 00:05 | 717
| South East - Tailem Bend #1 | F1922 | 2018-04-02 14:05 | 762
| South East - Tailem Bend #1 | F1922 | 2018-04-02 20:05 | 717
| South East - Tailem Bend #1 | F1922 | 2018-04-03 14:05 | 762
| South East - Tailem Bend #1 | F1922 | 2018-04-03 20:05 | 717
| South East - Tailem Bend #1 | F1922 | 2018-04-04 12:05 | 762
| South East - Tailem Bend #1 | F1922 | 2018-04-04 22:05 | 717
| South East - Tailem Bend #1 | F1922 | 2018-04-05 12:05 | 762
| South East - Tailem Bend #1 | F1922 | 2018-04-05 20:05 | 717
| South East - Tailem Bend #1 | F1922 | 2018-04-06 14:05 | 762
| South East - Tailem Bend #1 | F1922 | 2018-04-06 22:05 | 717
| South East - Tailem Bend #1 | F1922 | 2018-04-07 12:05 | 762
| South East - Tailem Bend #1 | F1922 | 2018-04-08 00:05 | 717
| South East - Tailem Bend #1 | F1922 | 2018-04-08 10:05 | 762
| South East - Tailem Bend #1 | F1922 | 2018-04-08 14:05 | 717
| South East - Tailem Bend #1 | F1922 | 2018-04-08 20:05 | 701
| South East - Tailem Bend #1 | F1922 | 2018-04-09 12:05 | 717
| South East - Tailem Bend #1 | F1922 | 2018-04-09 22:05 | 701
| South East - Tailem Bend #1 | F1922 | 2018-04-10 12:05 | 717
| South East - Tailem Bend #1 | F1922 | 2018-04-10 20:05 | 701
| South East - Tailem Bend #1 | F1922 | 2018-04-11 04:05 | 717
| South East - Tailem Bend #1 | F1922 | 2018-04-11 06:05 | 762
| South East - Tailem Bend #1 | F1922 | 2018-04-11 12:05 | 717
| South East - Tailem Bend #1 | F1922 | 2018-04-12 00:05 | 701
| South East - Tailem Bend #1 | F1922 | 2018-04-12 04:05 | 717
| South East - Tailem Bend #1 | F1922 | 2018-04-12 16:05 | 762
| South East - Tailem Bend #1 | F1922 | 2018-04-12 20:05 | 717
| South East - Tailem Bend #1 | F1922 | 2018-04-17 16:05 | 762
| South East - Tailem Bend #1 | F1922 | 2018-04-17 18:05 | 717
| South East - Tailem Bend #1 | F1922 | 2018-04-18 12:05 | 762
| South East - Tailem Bend #1 | F1922 | 2018-04-19 08:00 | 717
| South East - Tailem Bend #1 | F1922 | 2018-04-19 14:25 | 762
| South East - Tailem Bend #1 | F1922 | 2018-04-20 08:05 | 717
| South East - Tailem Bend #1 | F1922 | 2018-04-20 10:05 | 762
| South East - Tailem Bend #1 | F1922 | 2018-04-21 04:05 | 717
| South East - Tailem Bend #1 | F1922 | 2018-04-21 06:05 | 762
| South East - Tailem Bend #1 | F1922 | 2018-04-21 08:05 | 717
| South East - Tailem Bend #1 | F1922 | 2018-04-21 10:05 | 762
| South East - Tailem Bend #1 | F1922 | 2018-04-21 16:05 | 717
| South East - Tailem Bend #1 | F1922 | 2018-04-21 18:05 | 701
| South East - Tailem Bend #1 | F1922 | 2018-04-22 02:05 | 717
| South East - Tailem Bend #1 | F1922 | 2018-04-22 12:05 | 762
| South East - Tailem Bend #1 | F1922 | 2018-04-22 16:05 | 717
| South East - Tailem Bend #1 | F1922 | 2018-04-22 18:05 | 701
| South East - Tailem Bend #1 | F1922 | 2018-04-24 02:05 | 717
| South East - Tailem Bend #1 | F1922 | 2018-04-24 04:05 | 762
| South East - Tailem Bend #1 | F1922 | 2018-04-24 12:05 | 717
| South East - Tailem Bend #1 | F1922 | 2018-04-24 14:05 | 762
| South East - Tailem Bend #1 | F1922 | 2018-04-24 20:05 | 717
| South East - Tailem Bend #1 | F1922 | 2018-04-25 14:05 | 762
| South East - Tailem Bend #1 | F1922 | 2018-04-25 20:05 | 717
| South East - Tailem Bend #1 | F1922 | 2018-04-26 14:05 | 762
| South East - Tailem Bend #1 | F1922 | 2018-04-26 18:05 | 717
| South East - Tailem Bend #1 | F1922 | 2018-04-27 14:05 | 762
| South East - Tailem Bend #1 | F1922 | 2018-04-27 20:05 | 717
| South East - Tailem Bend #1 | F1922 | 2018-04-28 12:05 | 762
| South East - Tailem Bend #1 | F1922 | 2018-04-28 18:05 | 717
| South East - Tailem Bend #1 | F1922 | 2018-04-29 14:05 | 762
| South East - Tailem Bend #1 | F1922 | 2018-04-29 18:05 | 717
| South East - Tailem Bend #1 | F1922 | 2018-04-30 14:05 | 762
| South East - Tailem Bend #1 | F1922 | 2018-04-30 20:05 | 717
| South East - Tailem Bend #1 | F1922 | 2018-05-01 14:05 | 762
| South East - Tailem Bend #1 | F1922 | 2018-05-01 20:05 | 717
| South East - Tailem Bend #1 | F1922 | 2018-05-02 12:05 | 762
| South East - Tailem Bend #1 | F1922 | 2018-05-03 02:05 | 717
| South East - Tailem Bend #1 | F1922 | 2018-05-26 15:05 | 762
| South East - Tailem Bend #1 | F1922 | 2018-05-26 19:05 | 717
| South East - Tailem Bend #1 | F1922 | 2018-07-27 15:05 | 762
| South East - Tailem Bend #1 | F1922 | 2018-07-27 17:05 | 717
| South East - Tailem Bend #1 | F1922 | 2018-08-02 15:05 | 762
| South East - Tailem Bend #1 | F1922 | 2018-08-02 17:05 | 717
| South East - Tailem Bend #1 | F1922 | 2018-08-29 15:05 | 762
| South East - Tailem Bend #1 | F1922 | 2018-08-30 01:05 | 717
| South East - Tailem Bend #1 | F1922 | 2018-08-30 03:05 | 762
| South East - Tailem Bend #1 | F1922 | 2018-08-30 05:05 | 717
| South East - Tailem Bend #1 | F1922 | 2018-09-10 15:05 | 762
| South East - Tailem Bend #1 | F1922 | 2018-09-10 21:05 | 717
| South East - Tailem Bend #1 | F1922 | 2018-09-11 11:05 | 762
| South East - Tailem Bend #1 | F1922 | 2018-09-11 17:05 | 717
| South East - Tailem Bend #1 | F1922 | 2018-09-14 13:05 | 762
| South East - Tailem Bend #1 | F1922 | 2018-09-14 21:05 | 717
| South East - Tailem Bend #1 | F1922 | 2018-09-22 13:05 | 762
| South East - Tailem Bend #1 | F1922 | 2018-09-22 19:05 | 717
| South East - Tailem Bend #1 | F1922 | 2018-09-26 15:05 | 762
| South East - Tailem Bend #1 | F1922 | 2018-09-26 21:05 | 717
| South East - Tailem Bend #1 | F1922 | 2018-09-30 17:05 | 762
| South East - Tailem Bend #1 | F1922 | 2018-09-30 21:05 | 717
| South East - Tailem Bend #1 | F1922 | 2018-10-01 11:05 | 762
| South East - Tailem Bend #1 | F1922 | 2018-10-02 03:05 | 717
| South East - Tailem Bend #1 | F1922 | 2018-10-02 11:05 | 762
| South East - Tailem Bend #1 | F1922 | 2018-10-02 23:05 | 717
| South East - Tailem Bend #1 | F1922 | 2018-10-06 15:05 | 762
| South East - Tailem Bend #1 | F1922 | 2018-10-06 21:05 | 717
| South East - Tailem Bend #1 | F1922 | 2018-10-07 12:05 | 762
| South East - Tailem Bend #1 | F1922 | 2018-10-08 18:05 | 717
| South East - Tailem Bend #1 | F1922 | 2018-10-11 16:05 | 762
| South East - Tailem Bend #1 | F1922 | 2018-10-11 20:05 | 717
| South East - Tailem Bend #1 | F1922 | 2018-10-12 12:05 | 762
| South East - Tailem Bend #1 | F1922 | 2018-10-12 22:05 | 717
| South East - Tailem Bend #1 | F1922 | 2018-10-13 10:05 | 762
| South East - Tailem Bend #1 | F1922 | 2018-10-14 20:05 | 717
| South East - Tailem Bend #1 | F1922 | 2018-10-15 00:05 | 762
| South East - Tailem Bend #1 | F1922 | 2018-10-15 20:05 | 717
| South East - Tailem Bend #1 | F1922 | 2018-10-19 08:05 | 762
| South East - Tailem Bend #1 | F1922 | 2018-10-19 18:05 | 717
| South East - Tailem Bend #1 | F1922 | 2018-10-21 16:05 | 762
| South East - Tailem Bend #1 | F1922 | 2018-10-21 22:05 | 717
| South East - Tailem Bend #1 | F1922 | 2018-10-22 10:05 | 762
| South East - Tailem Bend #1 | F1922 | 2018-10-22 20:05 | 717
| South East - Tailem Bend #1 | F1922 | 2018-10-24 18:05 | 762
| South East - Tailem Bend #1 | F1922 | 2018-10-24 20:05 | 717
| South East - Tailem Bend #1 | F1922 | 2018-10-25 10:40 | 762
| South East - Tailem Bend #1 | F1922 | 2018-10-25 20:05 | 717
| South East - Tailem Bend #1 | F1922 | 2018-10-26 14:05 | 762
| South East - Tailem Bend #1 | F1922 | 2018-10-26 20:05 | 717
| South East - Tailem Bend #1 | F1922 | 2018-10-27 12:05 | 762
| South East - Tailem Bend #1 | F1922 | 2018-10-27 20:05 | 717
| South East - Tailem Bend #1 | F1922 | 2018-10-28 14:05 | 762
| South East - Tailem Bend #1 | F1922 | 2018-10-28 20:05 | 717
| South East - Tailem Bend #1 | F1922 | 2018-10-29 14:05 | 762
| South East - Tailem Bend #1 | F1922 | 2018-10-29 20:05 | 717
| South East - Tailem Bend #1 | F1922 | 2018-10-30 10:05 | 762
| South East - Tailem Bend #1 | F1922 | 2018-10-30 22:05 | 717
| South East - Tailem Bend #1 | F1922 | 2018-10-31 10:05 | 762
| South East - Tailem Bend #1 | F1922 | 2018-10-31 14:05 | 717
| South East - Tailem Bend #1 | F1922 | 2018-10-31 22:05 | 701
| South East - Tailem Bend #1 | F1922 | 2018-11-01 12:05 | 717
| South East - Tailem Bend #1 | F1922 | 2018-11-01 22:05 | 701
| South East - Tailem Bend #1 | F1922 | 2018-11-02 20:05 | 717
| South East - Tailem Bend #1 | F1922 | 2018-11-03 14:05 | 762
| South East - Tailem Bend #1 | F1922 | 2018-11-03 18:05 | 717
| South East - Tailem Bend #1 | F1922 | 2018-11-04 10:05 | 762
| South East - Tailem Bend #1 | F1922 | 2018-11-04 22:05 | 717
| South East - Tailem Bend #1 | F1922 | 2018-11-05 12:05 | 762
| South East - Tailem Bend #1 | F1922 | 2018-11-06 00:05 | 717
| South East - Tailem Bend #1 | F1922 | 2018-11-09 14:05 | 762
| South East - Tailem Bend #1 | F1922 | 2018-11-09 22:05 | 717
| South East - Tailem Bend #1 | F1922 | 2018-11-10 12:05 | 762
| South East - Tailem Bend #1 | F1922 | 2018-11-10 22:05 | 717
| South East - Tailem Bend #1 | F1922 | 2018-11-11 10:05 | 762
| South East - Tailem Bend #1 | F1922 | 2018-11-11 16:05 | 717
| South East - Tailem Bend #1 | F1922 | 2018-11-11 20:05 | 701
| South East - Tailem Bend #1 | F1922 | 2018-11-12 12:05 | 717
| South East - Tailem Bend #1 | F1922 | 2018-11-12 18:05 | 701
| South East - Tailem Bend #1 | F1922 | 2018-11-13 20:05 | 717
| South East - Tailem Bend #1 | F1922 | 2018-11-14 16:05 | 762
| South East - Tailem Bend #1 | F1922 | 2018-11-14 20:05 | 717
| South East - Tailem Bend #1 | F1922 | 2018-11-15 14:05 | 762
| South East - Tailem Bend #1 | F1922 | 2018-11-15 20:05 | 717
| South East - Tailem Bend #1 | F1922 | 2018-11-16 12:05 | 762
| South East - Tailem Bend #1 | F1922 | 2018-11-16 20:05 | 717
| South East - Tailem Bend #1 | F1922 | 2018-11-17 14:05 | 762
| South East - Tailem Bend #1 | F1922 | 2018-11-17 20:05 | 717
| South East - Tailem Bend #1 | F1922 | 2018-11-18 10:05 | 762
| South East - Tailem Bend #1 | F1922 | 2018-11-19 12:05 | 717
| South East - Tailem Bend #1 | F1922 | 2018-11-19 20:05 | 701
| South East - Tailem Bend #1 | F1922 | 2018-11-20 02:05 | 717
| South East - Tailem Bend #1 | F1922 | 2018-11-25 12:05 | 762
| South East - Tailem Bend #1 | F1922 | 2018-11-25 20:05 | 717
| South East - Tailem Bend #1 | F1922 | 2018-11-26 14:05 | 762
| South East - Tailem Bend #1 | F1922 | 2018-11-26 20:05 | 717
| South East - Tailem Bend #1 | F1922 | 2018-11-29 14:05 | 762
| South East - Tailem Bend #1 | F1922 | 2018-11-29 22:05 | 717
| South East - Tailem Bend #1 | F1922 | 2018-11-30 12:05 | 762
| South East - Tailem Bend #1 | F1922 | 2018-12-01 00:05 | 717
| South East - Tailem Bend #1 | F1922 | 2018-12-01 04:05 | 762
| South East - Tailem Bend #1 | F1922 | 2018-12-01 12:05 | 717
| South East - Tailem Bend #1 | F1922 | 2018-12-01 14:05 | 701
| South East - Tailem Bend #1 | F1922 | 2018-12-01 20:05 | 717
| South East - Tailem Bend #1 | F1922 | 2018-12-03 12:05 | 762
| South East - Tailem Bend #1 | F1922 | 2018-12-03 22:05 | 717
| South East - Tailem Bend #1 | F1922 | 2018-12-04 14:05 | 762
| South East - Tailem Bend #1 | F1922 | 2018-12-05 14:05 | 717
| South East - Tailem Bend #1 | F1922 | 2018-12-05 22:05 | 701
| South East - Tailem Bend #1 | F1922 | 2018-12-06 10:05 | 717
| South East - Tailem Bend #1 | F1922 | 2018-12-06 22:05 | 701
| South East - Tailem Bend #1 | F1922 | 2018-12-07 08:05 | 717
| South East - Tailem Bend #1 | F1922 | 2018-12-07 22:05 | 701
| South East - Tailem Bend #1 | F1922 | 2018-12-08 20:05 | 717
| South East - Tailem Bend #1 | F1922 | 2018-12-09 10:05 | 762
| South East - Tailem Bend #1 | F1922 | 2018-12-09 14:05 | 717
| South East - Tailem Bend #1 | F1922 | 2018-12-09 18:05 | 701
| South East - Tailem Bend #1 | F1922 | 2018-12-10 00:05 | 717
| South East - Tailem Bend #1 | F1922 | 2018-12-10 10:05 | 762
| South East - Tailem Bend #1 | F1922 | 2018-12-10 22:05 | 717
| South East - Tailem Bend #1 | F1922 | 2018-12-11 08:05 | 762
| South East - Tailem Bend #1 | F1922 | 2018-12-11 14:05 | 717
| South East - Tailem Bend #1 | F1922 | 2018-12-11 20:05 | 701
| South East - Tailem Bend #1 | F1922 | 2018-12-12 12:05 | 717
| South East - Tailem Bend #1 | F1922 | 2018-12-12 18:05 | 701
| South East - Tailem Bend #1 | F1922 | 2018-12-13 00:05 | 717
| South East - Tailem Bend #1 | F1922 | 2018-12-14 13:10 | 762
| South East - Tailem Bend #1 | F1922 | 2018-12-14 18:05 | 717
| South East - Tailem Bend #1 | F1922 | 2018-12-15 10:05 | 762
| South East - Tailem Bend #1 | F1922 | 2018-12-15 22:05 | 717
| South East - Tailem Bend #1 | F1922 | 2018-12-16 14:05 | 762
| South East - Tailem Bend #1 | F1922 | 2018-12-16 22:05 | 717
| South East - Tailem Bend #1 | F1922 | 2018-12-17 12:05 | 762
| South East - Tailem Bend #1 | F1922 | 2018-12-19 16:05 | 717
| South East - Tailem Bend #1 | F1922 | 2018-12-19 20:05 | 701
| South East - Tailem Bend #1 | F1922 | 2018-12-20 06:05 | 717
| South East - Tailem Bend #1 | F1922 | 2018-12-20 10:05 | 762
| South East - Tailem Bend #1 | F1922 | 2018-12-20 20:05 | 717
| South East - Tailem Bend #1 | F1922 | 2018-12-21 14:05 | 762
| South East - Tailem Bend #1 | F1922 | 2018-12-21 20:05 | 717
| South East - Tailem Bend #1 | F1922 | 2018-12-22 12:05 | 762
| South East - Tailem Bend #1 | F1922 | 2018-12-22 20:05 | 717
| South East - Tailem Bend #1 | F1922 | 2018-12-23 10:05 | 762
| South East - Tailem Bend #1 | F1922 | 2018-12-24 02:05 | 717
| South East - Tailem Bend #1 | F1922 | 2018-12-24 10:05 | 762
| South East - Tailem Bend #1 | F1922 | 2018-12-24 12:05 | 717
| South East - Tailem Bend #1 | F1922 | 2018-12-24 22:05 | 701
| South East - Tailem Bend #1 | F1922 | 2018-12-25 06:05 | 717
| South East - Tailem Bend #1 | F1922 | 2018-12-25 08:05 | 762
| South East - Tailem Bend #1 | F1922 | 2018-12-25 12:05 | 717
| South East - Tailem Bend #1 | F1922 | 2018-12-25 22:05 | 701
| South East - Tailem Bend #1 | F1922 | 2018-12-26 10:05 | 717
| South East - Tailem Bend #1 | F1922 | 2018-12-26 22:05 | 701
| South East - Tailem Bend #1 | F1922 | 2018-12-27 10:05 | 717
| South East - Tailem Bend #1 | F1922 | 2018-12-27 22:05 | 701
| South East - Tailem Bend #1 | F1922 | 2018-12-28 10:05 | 717
| South East - Tailem Bend #1 | F1922 | 2018-12-28 20:05 | 701
| South East - Tailem Bend #1 | F1922 | 2018-12-30 04:05 | 717
| South East - Tailem Bend #1 | F1922 | 2018-12-30 10:05 | 762
| South East - Tailem Bend #1 | F1922 | 2018-12-31 00:05 | 717
| South East - Tailem Bend #1 | F1922 | 2018-12-31 10:05 | 762
| South East - Tailem Bend #1 | F1922 | 2019-01-01 | 717
| South East - Tailem Bend #1 | F1922 | 2019-01-01 10:05 | 762
| South East - Tailem Bend #1 | F1922 | 2019-01-01 16:05 | 717
| South East - Tailem Bend #1 | F1922 | 2019-01-01 18:05 | 701
| South East - Tailem Bend #1 | F1922 | 2019-01-02 04:05 | 717
| South East - Tailem Bend #1 | F1922 | 2019-01-02 10:05 | 762
| South East - Tailem Bend #1 | F1922 | 2019-01-02 14:05 | 717
| South East - Tailem Bend #1 | F1922 | 2019-01-02 20:05 | 701
| South East - Tailem Bend #1 | F1922 | 2019-01-03 10:05 | 717
| South East - Tailem Bend #1 | F1922 | 2019-01-04 08:05 | 701
| South East - Tailem Bend #1 | F1922 | 2019-01-04 22:05 | 717
| South East - Tailem Bend #1 | F1922 | 2019-01-05 10:05 | 762
| South East - Tailem Bend #1 | F1922 | 2019-01-05 22:05 | 717
| South East - Tailem Bend #1 | F1922 | 2019-01-06 10:05 | 762
| South East - Tailem Bend #1 | F1922 | 2019-01-06 22:05 | 717
| South East - Tailem Bend #1 | F1922 | 2019-01-07 12:05 | 762
| South East - Tailem Bend #1 | F1922 | 2019-01-08 00:05 | 717
| South East - Tailem Bend #1 | F1922 | 2019-01-08 10:05 | 762
| South East - Tailem Bend #1 | F1922 | 2019-01-08 22:05 | 717
| South East - Tailem Bend #1 | F1922 | 2019-01-09 12:05 | 762
| South East - Tailem Bend #1 | F1922 | 2019-01-09 20:05 | 717
| South East - Tailem Bend #1 | F1922 | 2019-01-10 12:05 | 762
| South East - Tailem Bend #1 | F1922 | 2019-01-11 12:05 | 717
| South East - Tailem Bend #1 | F1922 | 2019-01-12 02:05 | 701
| South East - Tailem Bend #1 | F1922 | 2019-01-12 14:05 | 717
| South East - Tailem Bend #1 | F1922 | 2019-01-12 16:05 | 701
| South East - Tailem Bend #1 | F1922 | 2019-01-13 02:05 | 717
| South East - Tailem Bend #1 | F1922 | 2019-01-13 10:05 | 762
| South East - Tailem Bend #1 | F1922 | 2019-01-13 14:05 | 717
| South East - Tailem Bend #1 | F1922 | 2019-01-13 20:05 | 701
| South East - Tailem Bend #1 | F1922 | 2019-01-14 06:05 | 717
| South East - Tailem Bend #1 | F1922 | 2019-01-14 08:05 | 762
| South East - Tailem Bend #1 | F1922 | 2019-01-14 09:50 | 717
| South East - Tailem Bend #1 | F1922 | 2019-01-15 00:05 | 701
| South East - Tailem Bend #1 | F1922 | 2019-01-15 10:05 | 717
| South East - Tailem Bend #1 | F1922 | 2019-01-16 00:05 | 701
| South East - Tailem Bend #1 | F1922 | 2019-01-16 12:05 | 717
| South East - Tailem Bend #1 | F1922 | 2019-01-17 00:05 | 701
| South East - Tailem Bend #1 | F1922 | 2019-01-17 10:05 | 717
| South East - Tailem Bend #1 | F1922 | 2019-01-18 02:05 | 701
| South East - Tailem Bend #1 | F1922 | 2019-01-19 00:05 | 717
| South East - Tailem Bend #1 | F1922 | 2019-01-19 10:05 | 762
| South East - Tailem Bend #1 | F1922 | 2019-01-19 22:05 | 717
| South East - Tailem Bend #1 | F1922 | 2019-01-20 10:05 | 762
| South East - Tailem Bend #1 | F1922 | 2019-01-20 14:05 | 717
| South East - Tailem Bend #1 | F1922 | 2019-01-20 20:05 | 701
| South East - Tailem Bend #1 | F1922 | 2019-01-21 12:05 | 717
| South East - Tailem Bend #1 | F1922 | 2019-01-21 22:05 | 701
| South East - Tailem Bend #1 | F1922 | 2019-01-22 12:05 | 717
| South East - Tailem Bend #1 | F1922 | 2019-01-23 00:05 | 701
| South East - Tailem Bend #1 | F1922 | 2019-01-23 10:05 | 717
| South East - Tailem Bend #1 | F1922 | 2019-01-25 04:05 | 701
| South East - Tailem Bend #1 | F1922 | 2019-01-26 04:05 | 717
| South East - Tailem Bend #1 | F1922 | 2019-01-26 10:05 | 762
| South East - Tailem Bend #1 | F1922 | 2019-01-27 02:05 | 717
| South East - Tailem Bend #1 | F1922 | 2019-01-27 10:05 | 762
| South East - Tailem Bend #1 | F1922 | 2019-01-28 00:05 | 717
| South East - Tailem Bend #1 | F1922 | 2019-01-28 10:05 | 762
| South East - Tailem Bend #1 | F1922 | 2019-01-29 00:05 | 717
| South East - Tailem Bend #1 | F1922 | 2019-01-29 10:05 | 762
| South East - Tailem Bend #1 | F1922 | 2019-01-29 14:05 | 717
| South East - Tailem Bend #1 | F1922 | 2019-01-29 20:05 | 701
| South East - Tailem Bend #1 | F1922 | 2019-01-30 04:05 | 717
| South East - Tailem Bend #1 | F1922 | 2019-01-30 08:05 | 762
| South East - Tailem Bend #1 | F1922 | 2019-01-30 12:05 | 717
| South East - Tailem Bend #1 | F1922 | 2019-01-30 20:05 | 701
| South East - Tailem Bend #1 | F1922 | 2019-01-31 02:05 | 717
| South East - Tailem Bend #1 | F1922 | 2019-01-31 12:20 | 762
| South East - Tailem Bend #1 | F1922 | 2019-01-31 20:05 | 717
| South East - Tailem Bend #1 | F1922 | 2019-02-01 12:05 | 762
| South East - Tailem Bend #1 | F1922 | 2019-02-02 06:05 | 717
| South East - Tailem Bend #1 | F1922 | 2019-02-02 10:05 | 762
| South East - Tailem Bend #1 | F1922 | 2019-02-02 12:05 | 717
| South East - Tailem Bend #1 | F1922 | 2019-02-03 00:05 | 701
| South East - Tailem Bend #1 | F1922 | 2019-02-03 10:05 | 717
| South East - Tailem Bend #1 | F1922 | 2019-02-03 20:05 | 701
| South East - Tailem Bend #1 | F1922 | 2019-02-04 04:05 | 717
| South East - Tailem Bend #1 | F1922 | 2019-02-04 10:05 | 762
| South East - Tailem Bend #1 | F1922 | 2019-02-04 22:05 | 717
| South East - Tailem Bend #1 | F1922 | 2019-02-05 12:05 | 762
| South East - Tailem Bend #1 | F1922 | 2019-02-05 16:05 | 717
| South East - Tailem Bend #1 | F1922 | 2019-02-05 18:05 | 701
| South East - Tailem Bend #1 | F1922 | 2019-02-06 16:05 | 717
| South East - Tailem Bend #1 | F1922 | 2019-02-06 20:05 | 701
| South East - Tailem Bend #1 | F1922 | 2019-02-07 06:05 | 717
| South East - Tailem Bend #1 | F1922 | 2019-02-07 08:05 | 762
| South East - Tailem Bend #1 | F1922 | 2019-02-07 14:05 | 717
| South East - Tailem Bend #1 | F1922 | 2019-02-07 18:05 | 701
| South East - Tailem Bend #1 | F1922 | 2019-02-08 00:05 | 717
| South East - Tailem Bend #1 | F1922 | 2019-02-08 12:05 | 762
| South East - Tailem Bend #1 | F1922 | 2019-02-08 22:05 | 717
| South East - Tailem Bend #1 | F1922 | 2019-02-09 12:05 | 762
| South East - Tailem Bend #1 | F1922 | 2019-02-09 20:05 | 717
| South East - Tailem Bend #1 | F1922 | 2019-02-10 14:05 | 762
| South East - Tailem Bend #1 | F1922 | 2019-02-10 22:05 | 717
| South East - Tailem Bend #1 | F1922 | 2019-02-11 00:05 | 762
| South East - Tailem Bend #1 | F1922 | 2019-02-11 02:05 | 717
| South East - Tailem Bend #1 | F1922 | 2019-02-11 12:05 | 762
| South East - Tailem Bend #1 | F1922 | 2019-02-12 02:05 | 717
| South East - Tailem Bend #1 | F1922 | 2019-02-13 14:05 | 762
| South East - Tailem Bend #1 | F1922 | 2019-02-13 20:05 | 717
| South East - Tailem Bend #1 | F1922 | 2019-02-14 14:05 | 762
| South East - Tailem Bend #1 | F1922 | 2019-02-14 22:05 | 717
| South East - Tailem Bend #1 | F1922 | 2019-02-15 10:05 | 762
| South East - Tailem Bend #1 | F1922 | 2019-02-16 00:05 | 717
| South East - Tailem Bend #1 | F1922 | 2019-02-16 10:05 | 762
| South East - Tailem Bend #1 | F1922 | 2019-02-17 02:05 | 717
| South East - Tailem Bend #1 | F1922 | 2019-02-17 10:05 | 762
| South East - Tailem Bend #1 | F1922 | 2019-02-17 14:05 | 717
| South East - Tailem Bend #1 | F1922 | 2019-02-17 22:05 | 701
| South East - Tailem Bend #1 | F1922 | 2019-02-18 08:05 | 717
| South East - Tailem Bend #1 | F1922 | 2019-02-18 12:05 | 762
| South East - Tailem Bend #1 | F1922 | 2019-02-18 22:05 | 717
| South East - Tailem Bend #1 | F1922 | 2019-02-19 12:05 | 762
| South East - Tailem Bend #1 | F1922 | 2019-02-19 22:05 | 717
| South East - Tailem Bend #1 | F1922 | 2019-02-20 12:05 | 762
| South East - Tailem Bend #1 | F1922 | 2019-02-20 22:05 | 717
| South East - Tailem Bend #1 | F1922 | 2019-02-21 12:05 | 762
| South East - Tailem Bend #1 | F1922 | 2019-02-21 22:05 | 717
| South East - Tailem Bend #1 | F1922 | 2019-02-22 10:05 | 762
| South East - Tailem Bend #1 | F1922 | 2019-02-23 14:05 | 717
| South East - Tailem Bend #1 | F1922 | 2019-02-23 20:05 | 701
| South East - Tailem Bend #1 | F1922 | 2019-02-24 12:05 | 717
| South East - Tailem Bend #1 | F1922 | 2019-02-24 22:05 | 701
| South East - Tailem Bend #1 | F1922 | 2019-02-25 12:05 | 717
| South East - Tailem Bend #1 | F1922 | 2019-02-26 00:05 | 701
| South East - Tailem Bend #1 | F1922 | 2019-02-26 12:05 | 717
| South East - Tailem Bend #1 | F1922 | 2019-02-26 22:05 | 701
| South East - Tailem Bend #1 | F1922 | 2019-02-27 12:05 | 717
| South East - Tailem Bend #1 | F1922 | 2019-02-28 00:05 | 701
| South East - Tailem Bend #1 | F1922 | 2019-02-28 10:25 | 717
| South East - Tailem Bend #1 | F1922 | 2019-02-28 22:05 | 701
| South East - Tailem Bend #1 | F1922 | 2019-03-01 10:05 | 717
| South East - Tailem Bend #1 | F1922 | 2019-03-02 06:05 | 701
| South East - Tailem Bend #1 | F1922 | 2019-03-02 10:05 | 717
| South East - Tailem Bend #1 | F1922 | 2019-03-03 02:05 | 701
| South East - Tailem Bend #1 | F1922 | 2019-03-03 16:05 | 717
| South East - Tailem Bend #1 | F1922 | 2019-03-03 20:05 | 701
| South East - Tailem Bend #1 | F1922 | 2019-03-04 04:05 | 717
| South East - Tailem Bend #1 | F1922 | 2019-03-04 10:05 | 762
| South East - Tailem Bend #1 | F1922 | 2019-03-04 14:05 | 717
| South East - Tailem Bend #1 | F1922 | 2019-03-04 18:05 | 701
| South East - Tailem Bend #1 | F1922 | 2019-03-05 02:05 | 717
| South East - Tailem Bend #1 | F1922 | 2019-03-05 10:05 | 762
| South East - Tailem Bend #1 | F1922 | 2019-03-05 22:05 | 717
| South East - Tailem Bend #1 | F1922 | 2019-03-07 16:05 | 762
| South East - Tailem Bend #1 | F1922 | 2019-03-07 22:05 | 717
| South East - Tailem Bend #1 | F1922 | 2019-03-08 12:05 | 762
| South East - Tailem Bend #1 | F1922 | 2019-03-09 00:05 | 717
| South East - Tailem Bend #1 | F1922 | 2019-03-09 10:05 | 762
| South East - Tailem Bend #1 | F1922 | 2019-03-10 00:05 | 717
| South East - Tailem Bend #1 | F1922 | 2019-03-10 12:05 | 762
| South East - Tailem Bend #1 | F1922 | 2019-03-11 06:05 | 717
| South East - Tailem Bend #1 | F1922 | 2019-03-11 10:05 | 762
| South East - Tailem Bend #1 | F1922 | 2019-03-11 22:05 | 717
| South East - Tailem Bend #1 | F1922 | 2019-03-12 14:05 | 762
| South East - Tailem Bend #1 | F1922 | 2019-03-12 20:05 | 717
| South East - Tailem Bend #1 | F1922 | 2019-03-13 14:05 | 762
| South East - Tailem Bend #1 | F1922 | 2019-03-13 20:05 | 717
| South East - Tailem Bend #1 | F1922 | 2019-03-14 14:20 | 762
| South East - Tailem Bend #1 | F1922 | 2019-03-14 22:05 | 717
| South East - Tailem Bend #1 | F1922 | 2019-03-15 12:05 | 762
| South East - Tailem Bend #1 | F1922 | 2019-03-15 22:05 | 717
| South East - Tailem Bend #1 | F1922 | 2019-03-16 10:05 | 762
| South East - Tailem Bend #1 | F1922 | 2019-03-17 06:05 | 717
| South East - Tailem Bend #1 | F1922 | 2019-03-17 10:05 | 762
| South East - Tailem Bend #1 | F1922 | 2019-03-17 16:05 | 717
| South East - Tailem Bend #1 | F1922 | 2019-03-17 20:05 | 701
| South East - Tailem Bend #1 | F1922 | 2019-03-18 04:05 | 717
| South East - Tailem Bend #1 | F1922 | 2019-03-18 10:05 | 762
| South East - Tailem Bend #1 | F1922 | 2019-03-18 14:05 | 717
| South East - Tailem Bend #1 | F1922 | 2019-03-18 20:05 | 701
| South East - Tailem Bend #1 | F1922 | 2019-03-19 04:05 | 717
| South East - Tailem Bend #1 | F1922 | 2019-03-19 10:05 | 762
| South East - Tailem Bend #1 | F1922 | 2019-03-20 00:05 | 717
| South East - Tailem Bend #1 | F1922 | 2019-03-20 10:05 | 762
| South East - Tailem Bend #1 | F1922 | 2019-03-21 04:05 | 717
| South East - Tailem Bend #1 | F1922 | 2019-03-21 10:05 | 762
| South East - Tailem Bend #1 | F1922 | 2019-03-21 22:05 | 717
| South East - Tailem Bend #1 | F1922 | 2019-03-22 10:05 | 762
| South East - Tailem Bend #1 | F1922 | 2019-03-22 16:05 | 717
| South East - Tailem Bend #1 | F1922 | 2019-03-22 18:05 | 701
| South East - Tailem Bend #1 | F1922 | 2019-03-23 08:05 | 717
| South East - Tailem Bend #1 | F1922 | 2019-03-23 10:05 | 762
| South East - Tailem Bend #1 | F1922 | 2019-03-24 02:05 | 717
| South East - Tailem Bend #1 | F1922 | 2019-03-24 12:05 | 762
| South East - Tailem Bend #1 | F1922 | 2019-03-25 00:05 | 717
| South East - Tailem Bend #1 | F1922 | 2019-03-26 14:05 | 762
| South East - Tailem Bend #1 | F1922 | 2019-03-26 20:05 | 717
| South East - Tailem Bend #1 | F1922 | 2019-03-27 12:05 | 762
| South East - Tailem Bend #1 | F1922 | 2019-03-27 22:05 | 717
| South East - Tailem Bend #1 | F1922 | 2019-03-28 13:10 | 762
| South East - Tailem Bend #1 | F1922 | 2019-03-29 00:05 | 717
| South East - Tailem Bend #1 | F1922 | 2019-03-29 08:05 | 762
| South East - Tailem Bend #1 | F1922 | 2019-03-29 12:05 | 717
| South East - Tailem Bend #1 | F1922 | 2019-04-01 14:05 | 762
| South East - Tailem Bend #1 | F1922 | 2019-04-01 20:05 | 717
| South East - Tailem Bend #1 | F1922 | 2019-04-02 12:05 | 762
| South East - Tailem Bend #1 | F1922 | 2019-04-02 22:05 | 717
| South East - Tailem Bend #1 | F1922 | 2019-04-03 12:05 | 762
| South East - Tailem Bend #1 | F1922 | 2019-04-04 16:05 | 717
| South East - Tailem Bend #1 | F1922 | 2019-04-04 20:05 | 701
| South East - Tailem Bend #1 | F1922 | 2019-04-05 12:05 | 717
| South East - Tailem Bend #1 | F1922 | 2019-04-05 18:05 | 701
| South East - Tailem Bend #1 | F1922 | 2019-04-05 22:05 | 717
| South East - Tailem Bend #1 | F1922 | 2019-04-06 14:05 | 762
| South East - Tailem Bend #1 | F1922 | 2019-04-06 20:05 | 717
| South East - Tailem Bend #1 | F1922 | 2019-04-07 15:05 | 762
| South East - Tailem Bend #1 | F1922 | 2019-04-07 19:05 | 717
| South East - Tailem Bend #1 | F1922 | 2019-04-08 15:05 | 762
| South East - Tailem Bend #1 | F1922 | 2019-04-08 19:05 | 717
| South East - Tailem Bend #1 | F1922 | 2019-04-11 15:05 | 762
| South East - Tailem Bend #1 | F1922 | 2019-04-11 19:05 | 717
| South East - Tailem Bend #1 | F1922 | 2019-04-12 13:05 | 762
| South East - Tailem Bend #1 | F1922 | 2019-04-12 21:05 | 717
| South East - Tailem Bend #1 | F1922 | 2019-04-13 13:05 | 762
| South East - Tailem Bend #1 | F1922 | 2019-04-13 21:05 | 717
| South East - Tailem Bend #1 | F1922 | 2019-04-14 13:05 | 762
| South East - Tailem Bend #1 | F1922 | 2019-04-15 05:05 | 717
| South East - Tailem Bend #1 | F1922 | 2019-04-15 07:05 | 762
| South East - Tailem Bend #1 | F1922 | 2019-04-16 05:05 | 717
| South East - Tailem Bend #1 | F1922 | 2019-04-16 11:05 | 762
| South East - Tailem Bend #1 | F1922 | 2019-04-16 15:05 | 717
| South East - Tailem Bend #1 | F1922 | 2019-04-16 21:05 | 701
| South East - Tailem Bend #1 | F1922 | 2019-04-17 21:05 | 717
| South East - Tailem Bend #1 | F1922 | 2019-04-18 15:05 | 762
| South East - Tailem Bend #1 | F1922 | 2019-04-18 19:05 | 717
| South East - Tailem Bend #1 | F1922 | 2019-04-19 09:05 | 762
| South East - Tailem Bend #1 | F1922 | 2019-04-19 15:05 | 717
| South East - Tailem Bend #1 | F1922 | 2019-04-19 19:05 | 701
| South East - Tailem Bend #1 | F1922 | 2019-04-21 03:05 | 717
| South East - Tailem Bend #1 | F1922 | 2019-04-23 15:05 | 762
| South East - Tailem Bend #1 | F1922 | 2019-04-23 17:05 | 717
| South East - Tailem Bend #1 | F1922 | 2019-04-24 15:05 | 762
| South East - Tailem Bend #1 | F1922 | 2019-04-24 17:05 | 717
| South East - Tailem Bend #1 | F1922 | 2019-04-25 15:05 | 762
| South East - Tailem Bend #1 | F1922 | 2019-04-25 17:05 | 717
| South East - Tailem Bend #1 | F1922 | 2019-04-29 15:05 | 762
| South East - Tailem Bend #1 | F1922 | 2019-04-29 19:05 | 717
| South East - Tailem Bend #1 | F1922 | 2019-04-30 13:05 | 762
| South East - Tailem Bend #1 | F1922 | 2019-04-30 21:05 | 717
| South East - Tailem Bend #1 | F1922 | 2019-05-15 15:05 | 762
| South East - Tailem Bend #1 | F1922 | 2019-05-15 19:05 | 717
| South East - Tailem Bend #1 | F1922 | 2019-05-16 17:05 | 762
| South East - Tailem Bend #1 | F1922 | 2019-05-16 19:05 | 717
| South East - Tailem Bend #1 | F1922 | 2019-05-17 15:05 | 762
| South East - Tailem Bend #1 | F1922 | 2019-05-17 19:05 | 717
| South East - Tailem Bend #1 | F1922 | 2019-05-18 13:05 | 762
| South East - Tailem Bend #1 | F1922 | 2019-05-19 15:05 | 717
| South East - Tailem Bend #1 | F1922 | 2019-05-21 16:10 | 762
| South East - Tailem Bend #1 | F1922 | 2019-05-21 19:05 | 717
| South East - Tailem Bend #1 | F1922 | 2019-05-22 13:05 | 762
| South East - Tailem Bend #1 | F1922 | 2019-05-22 19:05 | 717
| South East - Tailem Bend #1 | F1922 | 2019-05-23 13:05 | 762
| South East - Tailem Bend #1 | F1922 | 2019-05-23 19:05 | 717
| South East - Tailem Bend #1 | F1922 | 2019-05-24 13:05 | 762
| South East - Tailem Bend #1 | F1922 | 2019-05-24 17:05 | 717
| South East - Tailem Bend #1 | F1922 | 2019-05-31 | 762
| South East - Tailem Bend #2 | F1923 | 2016-08-06 11:05 | 476
| South East - Tailem Bend #2 | F1923 | 2016-08-07 07:25 | 762
| South East - Tailem Bend #2 | F1923 | 2016-08-07 07:55 | 701
| South East - Tailem Bend #2 | F1923 | 2016-08-07 08:00 | 762
| South East - Tailem Bend #2 | F1923 | 2016-08-07 08:00 | 701
| South East - Tailem Bend #2 | F1923 | 2016-08-16 16:05 | 762
| South East - Tailem Bend #2 | F1923 | 2016-08-16 18:05 | 717
| South East - Tailem Bend #2 | F1923 | 2016-08-17 16:05 | 762
| South East - Tailem Bend #2 | F1923 | 2016-08-17 20:05 | 717
| South East - Tailem Bend #2 | F1923 | 2016-08-18 12:05 | 762
| South East - Tailem Bend #2 | F1923 | 2016-08-18 20:05 | 717
| South East - Tailem Bend #2 | F1923 | 2016-08-28 16:05 | 762
| South East - Tailem Bend #2 | F1923 | 2016-08-28 20:05 | 717
| South East - Tailem Bend #2 | F1923 | 2016-08-29 16:05 | 762
| South East - Tailem Bend #2 | F1923 | 2016-08-29 18:05 | 717
| South East - Tailem Bend #2 | F1923 | 2016-09-06 14:05 | 762
| South East - Tailem Bend #2 | F1923 | 2016-09-06 20:05 | 717
| South East - Tailem Bend #2 | F1923 | 2016-09-07 12:05 | 762
| South East - Tailem Bend #2 | F1923 | 2016-09-08 06:05 | 717
| South East - Tailem Bend #2 | F1923 | 2016-10-02 00:05 | 762
| South East - Tailem Bend #2 | F1923 | 2016-10-02 04:05 | 717
| South East - Tailem Bend #2 | F1923 | 2016-10-06 10:05 | 762
| South East - Tailem Bend #2 | F1923 | 2016-10-07 04:05 | 717
| South East - Tailem Bend #2 | F1923 | 2016-10-07 10:05 | 762
| South East - Tailem Bend #2 | F1923 | 2016-10-07 20:05 | 717
| South East - Tailem Bend #2 | F1923 | 2016-10-08 14:05 | 762
| South East - Tailem Bend #2 | F1923 | 2016-10-09 14:05 | 717
| South East - Tailem Bend #2 | F1923 | 2016-10-14 12:05 | 762
| South East - Tailem Bend #2 | F1923 | 2016-10-14 22:05 | 717
| South East - Tailem Bend #2 | F1923 | 2016-10-15 10:05 | 762
| South East - Tailem Bend #2 | F1923 | 2016-10-16 04:05 | 717
| South East - Tailem Bend #2 | F1923 | 2016-10-20 10:05 | 762
| South East - Tailem Bend #2 | F1923 | 2016-10-21 00:05 | 717
| South East - Tailem Bend #2 | F1923 | 2016-10-24 14:05 | 762
| South East - Tailem Bend #2 | F1923 | 2016-10-24 22:05 | 717
| South East - Tailem Bend #2 | F1923 | 2016-10-25 10:05 | 762
| South East - Tailem Bend #2 | F1923 | 2016-10-26 00:05 | 717
| South East - Tailem Bend #2 | F1923 | 2016-10-28 14:05 | 762
| South East - Tailem Bend #2 | F1923 | 2016-10-28 20:05 | 717
| South East - Tailem Bend #2 | F1923 | 2016-10-29 10:05 | 762
| South East - Tailem Bend #2 | F1923 | 2016-10-30 04:05 | 717
| South East - Tailem Bend #2 | F1923 | 2016-11-03 14:05 | 762
| South East - Tailem Bend #2 | F1923 | 2016-11-03 22:05 | 717
| South East - Tailem Bend #2 | F1923 | 2016-11-04 12:05 | 762
| South East - Tailem Bend #2 | F1923 | 2016-11-04 18:05 | 717
| South East - Tailem Bend #2 | F1923 | 2016-11-06 16:05 | 762
| South East - Tailem Bend #2 | F1923 | 2016-11-06 22:05 | 717
| South East - Tailem Bend #2 | F1923 | 2016-11-07 04:05 | 762
| South East - Tailem Bend #2 | F1923 | 2016-11-07 06:05 | 717
| South East - Tailem Bend #2 | F1923 | 2016-11-07 10:05 | 762
| South East - Tailem Bend #2 | F1923 | 2016-11-07 20:05 | 717
| South East - Tailem Bend #2 | F1923 | 2016-11-09 16:05 | 762
| South East - Tailem Bend #2 | F1923 | 2016-11-09 20:05 | 717
| South East - Tailem Bend #2 | F1923 | 2016-11-10 12:05 | 762
| South East - Tailem Bend #2 | F1923 | 2016-11-10 20:05 | 717
| South East - Tailem Bend #2 | F1923 | 2016-11-11 08:05 | 762
| South East - Tailem Bend #2 | F1923 | 2016-11-12 00:05 | 717
| South East - Tailem Bend #2 | F1923 | 2016-11-16 12:05 | 762
| South East - Tailem Bend #2 | F1923 | 2016-11-17 12:55 | 717
| South East - Tailem Bend #2 | F1923 | 2016-11-17 20:05 | 701
| South East - Tailem Bend #2 | F1923 | 2016-11-18 02:05 | 717
| South East - Tailem Bend #2 | F1923 | 2016-11-18 12:05 | 762
| South East - Tailem Bend #2 | F1923 | 2016-11-18 22:05 | 717
| South East - Tailem Bend #2 | F1923 | 2016-11-19 10:05 | 762
| South East - Tailem Bend #2 | F1923 | 2016-11-20 06:05 | 717
| South East - Tailem Bend #2 | F1923 | 2016-11-20 08:05 | 762
| South East - Tailem Bend #2 | F1923 | 2016-11-20 12:05 | 717
| South East - Tailem Bend #2 | F1923 | 2016-11-20 22:05 | 701
| South East - Tailem Bend #2 | F1923 | 2016-11-21 22:05 | 717
| South East - Tailem Bend #2 | F1923 | 2016-11-25 14:05 | 762
| South East - Tailem Bend #2 | F1923 | 2016-11-25 18:05 | 717
| South East - Tailem Bend #2 | F1923 | 2016-11-26 12:05 | 762
| South East - Tailem Bend #2 | F1923 | 2016-11-26 20:05 | 717
| South East - Tailem Bend #2 | F1923 | 2016-11-27 12:05 | 762
| South East - Tailem Bend #2 | F1923 | 2016-11-27 22:05 | 717
| South East - Tailem Bend #2 | F1923 | 2016-11-28 10:05 | 762
| South East - Tailem Bend #2 | F1923 | 2016-11-29 02:05 | 717
| South East - Tailem Bend #2 | F1923 | 2016-11-29 10:05 | 762
| South East - Tailem Bend #2 | F1923 | 2016-11-29 22:05 | 717
| South East - Tailem Bend #2 | F1923 | 2016-11-30 12:05 | 762
| South East - Tailem Bend #2 | F1923 | 2016-11-30 20:05 | 717
| South East - Tailem Bend #2 | F1923 | 2016-12-01 12:05 | 762
| South East - Tailem Bend #2 | F1923 | 2016-12-01 20:05 | 717
| South East - Tailem Bend #2 | F1923 | 2016-12-02 12:05 | 762
| South East - Tailem Bend #2 | F1923 | 2016-12-02 20:05 | 717
| South East - Tailem Bend #2 | F1923 | 2016-12-03 10:05 | 762
| South East - Tailem Bend #2 | F1923 | 2016-12-03 16:05 | 717
| South East - Tailem Bend #2 | F1923 | 2016-12-03 18:05 | 701
| South East - Tailem Bend #2 | F1923 | 2016-12-05 00:05 | 717
| South East - Tailem Bend #2 | F1923 | 2016-12-05 12:05 | 762
| South East - Tailem Bend #2 | F1923 | 2016-12-05 20:05 | 717
| South East - Tailem Bend #2 | F1923 | 2016-12-06 12:05 | 762
| South East - Tailem Bend #2 | F1923 | 2016-12-06 22:05 | 717
| South East - Tailem Bend #2 | F1923 | 2016-12-07 10:05 | 762
| South East - Tailem Bend #2 | F1923 | 2016-12-08 04:05 | 717
| South East - Tailem Bend #2 | F1923 | 2016-12-10 12:05 | 762
| South East - Tailem Bend #2 | F1923 | 2016-12-10 22:05 | 717
| South East - Tailem Bend #2 | F1923 | 2016-12-11 10:05 | 762
| South East - Tailem Bend #2 | F1923 | 2016-12-12 06:05 | 717
| South East - Tailem Bend #2 | F1923 | 2016-12-12 08:05 | 762
| South East - Tailem Bend #2 | F1923 | 2016-12-12 12:05 | 717
| South East - Tailem Bend #2 | F1923 | 2016-12-12 22:05 | 701
| South East - Tailem Bend #2 | F1923 | 2016-12-13 10:05 | 717
| South East - Tailem Bend #2 | F1923 | 2016-12-13 20:05 | 701
| South East - Tailem Bend #2 | F1923 | 2016-12-14 04:05 | 717
| South East - Tailem Bend #2 | F1923 | 2016-12-14 14:05 | 762
| South East - Tailem Bend #2 | F1923 | 2016-12-14 18:05 | 717
| South East - Tailem Bend #2 | F1923 | 2016-12-15 16:05 | 762
| South East - Tailem Bend #2 | F1923 | 2016-12-15 20:05 | 717
| South East - Tailem Bend #2 | F1923 | 2016-12-16 12:05 | 762
| South East - Tailem Bend #2 | F1923 | 2016-12-16 22:05 | 717
| South East - Tailem Bend #2 | F1923 | 2016-12-18 14:05 | 762
| South East - Tailem Bend #2 | F1923 | 2016-12-19 12:05 | 717
| South East - Tailem Bend #2 | F1923 | 2016-12-19 20:05 | 701
| South East - Tailem Bend #2 | F1923 | 2016-12-20 02:05 | 717
| South East - Tailem Bend #2 | F1923 | 2016-12-20 14:05 | 762
| South East - Tailem Bend #2 | F1923 | 2016-12-20 20:05 | 717
| South East - Tailem Bend #2 | F1923 | 2016-12-21 12:05 | 762
| South East - Tailem Bend #2 | F1923 | 2016-12-21 20:05 | 717
| South East - Tailem Bend #2 | F1923 | 2016-12-22 10:05 | 762
| South East - Tailem Bend #2 | F1923 | 2016-12-22 16:05 | 717
| South East - Tailem Bend #2 | F1923 | 2016-12-22 20:05 | 701
| South East - Tailem Bend #2 | F1923 | 2016-12-23 10:05 | 717
| South East - Tailem Bend #2 | F1923 | 2016-12-23 20:05 | 701
| South East - Tailem Bend #2 | F1923 | 2016-12-24 06:05 | 717
| South East - Tailem Bend #2 | F1923 | 2016-12-24 08:05 | 762
| South East - Tailem Bend #2 | F1923 | 2016-12-24 12:05 | 717
| South East - Tailem Bend #2 | F1923 | 2016-12-24 22:05 | 701
| South East - Tailem Bend #2 | F1923 | 2016-12-25 06:05 | 717
| South East - Tailem Bend #2 | F1923 | 2016-12-25 08:05 | 762
| South East - Tailem Bend #2 | F1923 | 2016-12-25 10:05 | 717
| South East - Tailem Bend #2 | F1923 | 2016-12-26 00:05 | 701
| South East - Tailem Bend #2 | F1923 | 2016-12-28 16:05 | 717
| South East - Tailem Bend #2 | F1923 | 2016-12-28 18:05 | 701
| South East - Tailem Bend #2 | F1923 | 2016-12-29 04:05 | 717
| South East - Tailem Bend #2 | F1923 | 2016-12-29 10:05 | 762
| South East - Tailem Bend #2 | F1923 | 2016-12-30 02:05 | 717
| South East - Tailem Bend #2 | F1923 | 2016-12-30 12:05 | 762
| South East - Tailem Bend #2 | F1923 | 2016-12-31 00:05 | 717
| South East - Tailem Bend #2 | F1923 | 2016-12-31 12:05 | 762
| South East - Tailem Bend #2 | F1923 | 2017-01-01 00:05 | 717
| South East - Tailem Bend #2 | F1923 | 2017-01-01 12:05 | 762
| South East - Tailem Bend #2 | F1923 | 2017-01-01 20:05 | 717
| South East - Tailem Bend #2 | F1923 | 2017-01-02 12:05 | 762
| South East - Tailem Bend #2 | F1923 | 2017-01-02 20:05 | 717
| South East - Tailem Bend #2 | F1923 | 2017-01-03 12:05 | 762
| South East - Tailem Bend #2 | F1923 | 2017-01-04 12:05 | 717
| South East - Tailem Bend #2 | F1923 | 2017-01-04 20:05 | 701
| South East - Tailem Bend #2 | F1923 | 2017-01-05 12:05 | 717
| South East - Tailem Bend #2 | F1923 | 2017-01-05 22:05 | 701
| South East - Tailem Bend #2 | F1923 | 2017-01-06 10:05 | 717
| South East - Tailem Bend #2 | F1923 | 2017-01-07 22:05 | 701
| South East - Tailem Bend #2 | F1923 | 2017-01-10 04:05 | 717
| South East - Tailem Bend #2 | F1923 | 2017-01-10 08:05 | 762
| South East - Tailem Bend #2 | F1923 | 2017-01-11 00:05 | 717
| South East - Tailem Bend #2 | F1923 | 2017-01-11 10:05 | 762
| South East - Tailem Bend #2 | F1923 | 2017-01-12 00:05 | 717
| South East - Tailem Bend #2 | F1923 | 2017-01-12 09:45 | 762
| South East - Tailem Bend #2 | F1923 | 2017-01-12 10:05 | 717
| South East - Tailem Bend #2 | F1923 | 2017-01-12 10:20 | 762
| South East - Tailem Bend #2 | F1923 | 2017-01-12 13:50 | 717
| South East - Tailem Bend #2 | F1923 | 2017-01-13 00:05 | 701
| South East - Tailem Bend #2 | F1923 | 2017-01-13 04:05 | 717
| South East - Tailem Bend #2 | F1923 | 2017-01-13 06:05 | 701
| South East - Tailem Bend #2 | F1923 | 2017-01-13 22:05 | 717
| South East - Tailem Bend #2 | F1923 | 2017-01-14 12:05 | 762
| South East - Tailem Bend #2 | F1923 | 2017-01-14 22:05 | 717
| South East - Tailem Bend #2 | F1923 | 2017-01-15 12:05 | 762
| South East - Tailem Bend #2 | F1923 | 2017-01-16 04:05 | 717
| South East - Tailem Bend #2 | F1923 | 2017-01-16 10:05 | 762
| South East - Tailem Bend #2 | F1923 | 2017-01-16 14:05 | 717
| South East - Tailem Bend #2 | F1923 | 2017-01-16 22:05 | 701
| South East - Tailem Bend #2 | F1923 | 2017-01-17 12:00 | 717
| South East - Tailem Bend #2 | F1923 | 2017-01-17 22:05 | 701
| South East - Tailem Bend #2 | F1923 | 2017-01-18 06:05 | 717
| South East - Tailem Bend #2 | F1923 | 2017-01-18 12:05 | 762
| South East - Tailem Bend #2 | F1923 | 2017-01-18 22:05 | 717
| South East - Tailem Bend #2 | F1923 | 2017-01-19 04:05 | 762
| South East - Tailem Bend #2 | F1923 | 2017-01-19 14:05 | 717
| South East - Tailem Bend #2 | F1923 | 2017-01-19 22:05 | 701
| South East - Tailem Bend #2 | F1923 | 2017-01-20 08:05 | 717
| South East - Tailem Bend #2 | F1923 | 2017-01-20 12:05 | 762
| South East - Tailem Bend #2 | F1923 | 2017-01-20 20:05 | 717
| South East - Tailem Bend #2 | F1923 | 2017-01-21 12:05 | 762
| South East - Tailem Bend #2 | F1923 | 2017-01-22 00:05 | 717
| South East - Tailem Bend #2 | F1923 | 2017-01-22 04:05 | 762
| South East - Tailem Bend #2 | F1923 | 2017-01-22 14:05 | 717
| South East - Tailem Bend #2 | F1923 | 2017-01-22 22:05 | 701
| South East - Tailem Bend #2 | F1923 | 2017-01-23 10:05 | 717
| South East - Tailem Bend #2 | F1923 | 2017-01-23 12:05 | 701
| South East - Tailem Bend #2 | F1923 | 2017-01-24 02:05 | 717
| South East - Tailem Bend #2 | F1923 | 2017-01-24 10:05 | 762
| South East - Tailem Bend #2 | F1923 | 2017-01-24 20:05 | 717
| South East - Tailem Bend #2 | F1923 | 2017-01-25 12:05 | 762
| South East - Tailem Bend #2 | F1923 | 2017-01-25 22:05 | 717
| South East - Tailem Bend #2 | F1923 | 2017-01-26 12:05 | 762
| South East - Tailem Bend #2 | F1923 | 2017-01-26 22:05 | 717
| South East - Tailem Bend #2 | F1923 | 2017-01-27 10:05 | 762
| South East - Tailem Bend #2 | F1923 | 2017-01-27 16:05 | 717
| South East - Tailem Bend #2 | F1923 | 2017-01-27 22:05 | 701
| South East - Tailem Bend #2 | F1923 | 2017-01-28 04:05 | 717
| South East - Tailem Bend #2 | F1923 | 2017-01-28 10:05 | 762
| South East - Tailem Bend #2 | F1923 | 2017-01-28 14:05 | 717
| South East - Tailem Bend #2 | F1923 | 2017-01-28 20:05 | 701
| South East - Tailem Bend #2 | F1923 | 2017-01-29 04:05 | 717
| South East - Tailem Bend #2 | F1923 | 2017-01-29 10:05 | 762
| South East - Tailem Bend #2 | F1923 | 2017-01-29 12:05 | 717
| South East - Tailem Bend #2 | F1923 | 2017-01-30 00:05 | 701
| South East - Tailem Bend #2 | F1923 | 2017-01-30 06:05 | 717
| South East - Tailem Bend #2 | F1923 | 2017-01-30 08:05 | 701
| South East - Tailem Bend #2 | F1923 | 2017-01-31 04:05 | 717
| South East - Tailem Bend #2 | F1923 | 2017-01-31 12:05 | 762
| South East - Tailem Bend #2 | F1923 | 2017-01-31 22:05 | 717
| South East - Tailem Bend #2 | F1923 | 2017-02-01 12:05 | 762
| South East - Tailem Bend #2 | F1923 | 2017-02-01 22:05 | 717
| South East - Tailem Bend #2 | F1923 | 2017-02-02 11:45 | 762
| South East - Tailem Bend #2 | F1923 | 2017-02-02 22:05 | 717
| South East - Tailem Bend #2 | F1923 | 2017-02-03 10:05 | 762
| South East - Tailem Bend #2 | F1923 | 2017-02-04 04:05 | 717
| South East - Tailem Bend #2 | F1923 | 2017-02-04 08:05 | 762
| South East - Tailem Bend #2 | F1923 | 2017-02-06 04:05 | 717
| South East - Tailem Bend #2 | F1923 | 2017-02-07 12:05 | 762
| South East - Tailem Bend #2 | F1923 | 2017-02-08 09:40 | 717
| South East - Tailem Bend #2 | F1923 | 2017-02-09 04:05 | 701
| South East - Tailem Bend #2 | F1923 | 2017-02-09 10:05 | 717
| South East - Tailem Bend #2 | F1923 | 2017-02-10 00:05 | 701
| South East - Tailem Bend #2 | F1923 | 2017-02-10 10:05 | 717
| South East - Tailem Bend #2 | F1923 | 2017-02-11 00:05 | 701
| South East - Tailem Bend #2 | F1923 | 2017-02-11 12:05 | 717
| South East - Tailem Bend #2 | F1923 | 2017-02-11 20:05 | 701
| South East - Tailem Bend #2 | F1923 | 2017-02-12 00:05 | 717
| South East - Tailem Bend #2 | F1923 | 2017-02-12 12:05 | 762
| South East - Tailem Bend #2 | F1923 | 2017-02-12 20:05 | 717
| South East - Tailem Bend #2 | F1923 | 2017-02-13 14:05 | 762
| South East - Tailem Bend #2 | F1923 | 2017-02-13 20:05 | 717
| South East - Tailem Bend #2 | F1923 | 2017-02-14 12:05 | 762
| South East - Tailem Bend #2 | F1923 | 2017-02-15 14:05 | 717
| South East - Tailem Bend #2 | F1923 | 2017-02-15 16:05 | 701
| South East - Tailem Bend #2 | F1923 | 2017-02-16 02:05 | 717
| South East - Tailem Bend #2 | F1923 | 2017-02-16 10:05 | 762
| South East - Tailem Bend #2 | F1923 | 2017-02-16 22:05 | 717
| South East - Tailem Bend #2 | F1923 | 2017-02-17 16:05 | 762
| South East - Tailem Bend #2 | F1923 | 2017-02-17 22:05 | 717
| South East - Tailem Bend #2 | F1923 | 2017-02-20 14:05 | 762
| South East - Tailem Bend #2 | F1923 | 2017-02-20 20:05 | 717
| South East - Tailem Bend #2 | F1923 | 2017-02-21 12:05 | 762
| South East - Tailem Bend #2 | F1923 | 2017-02-23 00:05 | 717
| South East - Tailem Bend #2 | F1923 | 2017-02-23 10:05 | 762
| South East - Tailem Bend #2 | F1923 | 2017-02-23 22:05 | 717
| South East - Tailem Bend #2 | F1923 | 2017-02-24 14:05 | 762
| South East - Tailem Bend #2 | F1923 | 2017-02-24 18:05 | 717
| South East - Tailem Bend #2 | F1923 | 2017-02-25 14:05 | 762
| South East - Tailem Bend #2 | F1923 | 2017-02-25 20:05 | 717
| South East - Tailem Bend #2 | F1923 | 2017-02-26 12:05 | 762
| South East - Tailem Bend #2 | F1923 | 2017-02-27 00:05 | 717
| South East - Tailem Bend #2 | F1923 | 2017-02-27 10:05 | 762
| South East - Tailem Bend #2 | F1923 | 2017-02-27 14:05 | 717
| South East - Tailem Bend #2 | F1923 | 2017-02-27 22:05 | 701
| South East - Tailem Bend #2 | F1923 | 2017-02-28 10:05 | 717
| South East - Tailem Bend #2 | F1923 | 2017-03-01 00:05 | 701
| South East - Tailem Bend #2 | F1923 | 2017-03-01 10:05 | 717
| South East - Tailem Bend #2 | F1923 | 2017-03-02 00:05 | 701
| South East - Tailem Bend #2 | F1923 | 2017-03-02 12:05 | 717
| South East - Tailem Bend #2 | F1923 | 2017-03-02 20:05 | 701
| South East - Tailem Bend #2 | F1923 | 2017-03-03 06:05 | 717
| South East - Tailem Bend #2 | F1923 | 2017-03-03 08:05 | 762
| South East - Tailem Bend #2 | F1923 | 2017-03-03 14:05 | 717
| South East - Tailem Bend #2 | F1923 | 2017-03-03 20:05 | 701
| South East - Tailem Bend #2 | F1923 | 2017-03-04 14:05 | 717
| South East - Tailem Bend #2 | F1923 | 2017-03-04 18:05 | 701
| South East - Tailem Bend #2 | F1923 | 2017-03-05 00:05 | 717
| South East - Tailem Bend #2 | F1923 | 2017-03-05 12:05 | 762
| South East - Tailem Bend #2 | F1923 | 2017-03-05 20:05 | 717
| South East - Tailem Bend #2 | F1923 | 2017-03-06 12:05 | 762
| South East - Tailem Bend #2 | F1923 | 2017-03-06 22:05 | 717
| South East - Tailem Bend #2 | F1923 | 2017-03-07 04:05 | 762
| South East - Tailem Bend #2 | F1923 | 2017-03-07 16:05 | 717
| South East - Tailem Bend #2 | F1923 | 2017-03-07 20:05 | 701
| South East - Tailem Bend #2 | F1923 | 2017-03-08 08:05 | 717
| South East - Tailem Bend #2 | F1923 | 2017-03-08 09:20 | 762
| South East - Tailem Bend #2 | F1923 | 2017-03-08 14:05 | 717
| South East - Tailem Bend #2 | F1923 | 2017-03-08 20:05 | 701
| South East - Tailem Bend #2 | F1923 | 2017-03-09 06:05 | 717
| South East - Tailem Bend #2 | F1923 | 2017-03-09 10:05 | 762
| South East - Tailem Bend #2 | F1923 | 2017-03-09 10:10 | 717
| South East - Tailem Bend #2 | F1923 | 2017-03-09 10:15 | 762
| South East - Tailem Bend #2 | F1923 | 2017-03-09 14:05 | 717
| South East - Tailem Bend #2 | F1923 | 2017-03-09 20:05 | 701
| South East - Tailem Bend #2 | F1923 | 2017-03-10 04:05 | 717
| South East - Tailem Bend #2 | F1923 | 2017-03-10 11:35 | 762
| South East - Tailem Bend #2 | F1923 | 2017-03-10 16:05 | 717
| South East - Tailem Bend #2 | F1923 | 2017-03-10 20:05 | 701
| South East - Tailem Bend #2 | F1923 | 2017-03-12 00:05 | 717
| South East - Tailem Bend #2 | F1923 | 2017-03-13 14:05 | 762
| South East - Tailem Bend #2 | F1923 | 2017-03-13 20:05 | 717
| South East - Tailem Bend #2 | F1923 | 2017-03-14 10:05 | 762
| South East - Tailem Bend #2 | F1923 | 2017-03-15 12:05 | 717
| South East - Tailem Bend #2 | F1923 | 2017-03-15 22:05 | 701
| South East - Tailem Bend #2 | F1923 | 2017-03-16 04:05 | 717
| South East - Tailem Bend #2 | F1923 | 2017-03-16 12:25 | 762
| South East - Tailem Bend #2 | F1923 | 2017-03-16 20:05 | 717
| South East - Tailem Bend #2 | F1923 | 2017-03-17 14:05 | 762
| South East - Tailem Bend #2 | F1923 | 2017-03-17 22:05 | 717
| South East - Tailem Bend #2 | F1923 | 2017-03-18 10:05 | 762
| South East - Tailem Bend #2 | F1923 | 2017-03-18 16:05 | 717
| South East - Tailem Bend #2 | F1923 | 2017-03-18 18:05 | 701
| South East - Tailem Bend #2 | F1923 | 2017-03-19 04:05 | 717
| South East - Tailem Bend #2 | F1923 | 2017-03-19 10:05 | 762
| South East - Tailem Bend #2 | F1923 | 2017-03-19 12:05 | 717
| South East - Tailem Bend #2 | F1923 | 2017-03-19 22:05 | 701
| South East - Tailem Bend #2 | F1923 | 2017-03-20 12:05 | 717
| South East - Tailem Bend #2 | F1923 | 2017-03-20 14:05 | 701
| South East - Tailem Bend #2 | F1923 | 2017-03-22 02:05 | 717
| South East - Tailem Bend #2 | F1923 | 2017-03-22 14:05 | 762
| South East - Tailem Bend #2 | F1923 | 2017-03-22 22:05 | 717
| South East - Tailem Bend #2 | F1923 | 2017-03-23 12:05 | 762
| South East - Tailem Bend #2 | F1923 | 2017-03-24 16:05 | 717
| South East - Tailem Bend #2 | F1923 | 2017-03-24 20:05 | 701
| South East - Tailem Bend #2 | F1923 | 2017-03-26 14:05 | 717
| South East - Tailem Bend #2 | F1923 | 2017-03-27 04:05 | 701
| South East - Tailem Bend #2 | F1923 | 2017-03-27 22:05 | 717
| South East - Tailem Bend #2 | F1923 | 2017-03-28 14:05 | 762
| South East - Tailem Bend #2 | F1923 | 2017-03-28 22:05 | 717
| South East - Tailem Bend #2 | F1923 | 2017-03-29 14:05 | 762
| South East - Tailem Bend #2 | F1923 | 2017-03-29 16:05 | 717
| South East - Tailem Bend #2 | F1923 | 2017-04-01 14:05 | 762
| South East - Tailem Bend #2 | F1923 | 2017-04-01 18:05 | 717
| South East - Tailem Bend #2 | F1923 | 2017-04-03 16:05 | 762
| South East - Tailem Bend #2 | F1923 | 2017-04-03 18:05 | 717
| South East - Tailem Bend #2 | F1923 | 2017-04-04 12:05 | 762
| South East - Tailem Bend #2 | F1923 | 2017-04-05 02:05 | 717
| South East - Tailem Bend #2 | F1923 | 2017-04-05 04:05 | 762
| South East - Tailem Bend #2 | F1923 | 2017-04-05 06:05 | 717
| South East - Tailem Bend #2 | F1923 | 2017-04-05 12:05 | 762
| South East - Tailem Bend #2 | F1923 | 2017-04-05 22:05 | 717
| South East - Tailem Bend #2 | F1923 | 2017-04-06 12:05 | 762
| South East - Tailem Bend #2 | F1923 | 2017-04-07 00:05 | 717
| South East - Tailem Bend #2 | F1923 | 2017-04-07 02:05 | 762
| South East - Tailem Bend #2 | F1923 | 2017-04-07 06:05 | 717
| South East - Tailem Bend #2 | F1923 | 2017-04-07 10:05 | 762
| South East - Tailem Bend #2 | F1923 | 2017-04-08 00:05 | 717
| South East - Tailem Bend #2 | F1923 | 2017-04-08 10:05 | 762
| South East - Tailem Bend #2 | F1923 | 2017-04-08 20:05 | 717
| South East - Tailem Bend #2 | F1923 | 2017-04-12 14:15 | 762
| South East - Tailem Bend #2 | F1923 | 2017-04-12 20:05 | 717
| South East - Tailem Bend #2 | F1923 | 2017-04-13 12:05 | 762
| South East - Tailem Bend #2 | F1923 | 2017-04-13 22:05 | 717
| South East - Tailem Bend #2 | F1923 | 2017-04-14 12:05 | 762
| South East - Tailem Bend #2 | F1923 | 2017-04-14 20:05 | 717
| South East - Tailem Bend #2 | F1923 | 2017-04-15 12:05 | 762
| South East - Tailem Bend #2 | F1923 | 2017-04-15 20:05 | 717
| South East - Tailem Bend #2 | F1923 | 2017-04-16 14:05 | 762
| South East - Tailem Bend #2 | F1923 | 2017-04-16 20:05 | 717
| South East - Tailem Bend #2 | F1923 | 2017-04-17 12:05 | 762
| South East - Tailem Bend #2 | F1923 | 2017-04-20 04:05 | 717
| South East - Tailem Bend #2 | F1923 | 2017-04-20 16:05 | 762
| South East - Tailem Bend #2 | F1923 | 2017-04-20 22:05 | 717
| South East - Tailem Bend #2 | F1923 | 2017-04-21 14:05 | 762
| South East - Tailem Bend #2 | F1923 | 2017-04-21 20:05 | 717
| South East - Tailem Bend #2 | F1923 | 2017-04-22 12:05 | 762
| South East - Tailem Bend #2 | F1923 | 2017-04-22 20:05 | 717
| South East - Tailem Bend #2 | F1923 | 2017-04-23 12:05 | 762
| South East - Tailem Bend #2 | F1923 | 2017-04-24 02:05 | 717
| South East - Tailem Bend #2 | F1923 | 2017-05-15 16:05 | 762
| South East - Tailem Bend #2 | F1923 | 2017-05-15 18:05 | 717
| South East - Tailem Bend #2 | F1923 | 2017-05-21 14:05 | 762
| South East - Tailem Bend #2 | F1923 | 2017-05-21 20:05 | 717
| South East - Tailem Bend #2 | F1923 | 2017-05-26 16:05 | 762
| South East - Tailem Bend #2 | F1923 | 2017-05-26 18:05 | 717
| South East - Tailem Bend #2 | F1923 | 2017-07-29 12:05 | 762
| South East - Tailem Bend #2 | F1923 | 2017-07-29 14:05 | 717
| South East - Tailem Bend #2 | F1923 | 2017-08-13 14:05 | 762
| South East - Tailem Bend #2 | F1923 | 2017-08-13 20:05 | 717
| South East - Tailem Bend #2 | F1923 | 2017-09-01 16:05 | 762
| South East - Tailem Bend #2 | F1923 | 2017-09-01 18:05 | 717
| South East - Tailem Bend #2 | F1923 | 2017-09-11 12:05 | 762
| South East - Tailem Bend #2 | F1923 | 2017-09-11 20:05 | 717
| South East - Tailem Bend #2 | F1923 | 2017-09-12 12:05 | 762
| South East - Tailem Bend #2 | F1923 | 2017-09-12 16:05 | 717
| South East - Tailem Bend #2 | F1923 | 2017-09-17 14:05 | 762
| South East - Tailem Bend #2 | F1923 | 2017-09-17 22:05 | 717
| South East - Tailem Bend #2 | F1923 | 2017-09-20 16:05 | 762
| South East - Tailem Bend #2 | F1923 | 2017-09-20 20:05 | 717
| South East - Tailem Bend #2 | F1923 | 2017-09-22 12:05 | 762
| South East - Tailem Bend #2 | F1923 | 2017-09-23 02:05 | 717
| South East - Tailem Bend #2 | F1923 | 2017-09-26 16:05 | 762
| South East - Tailem Bend #2 | F1923 | 2017-09-27 04:05 | 717
| South East - Tailem Bend #2 | F1923 | 2017-09-27 10:05 | 762
| South East - Tailem Bend #2 | F1923 | 2017-09-27 20:05 | 717
| South East - Tailem Bend #2 | F1923 | 2017-10-02 16:05 | 762
| South East - Tailem Bend #2 | F1923 | 2017-10-02 20:05 | 717
| South East - Tailem Bend #2 | F1923 | 2017-10-03 12:05 | 762
| South East - Tailem Bend #2 | F1923 | 2017-10-03 22:05 | 717
| South East - Tailem Bend #2 | F1923 | 2017-10-04 10:05 | 762
| South East - Tailem Bend #2 | F1923 | 2017-10-04 22:05 | 717
| South East - Tailem Bend #2 | F1923 | 2017-10-07 14:05 | 762
| South East - Tailem Bend #2 | F1923 | 2017-10-08 00:05 | 717
| South East - Tailem Bend #2 | F1923 | 2017-10-08 12:05 | 762
| South East - Tailem Bend #2 | F1923 | 2017-10-08 22:05 | 717
| South East - Tailem Bend #2 | F1923 | 2017-10-10 14:05 | 762
| South East - Tailem Bend #2 | F1923 | 2017-10-11 14:05 | 717
| South East - Tailem Bend #2 | F1923 | 2017-10-14 14:05 | 762
| South East - Tailem Bend #2 | F1923 | 2017-10-14 18:05 | 717
| South East - Tailem Bend #2 | F1923 | 2017-10-15 12:05 | 762
| South East - Tailem Bend #2 | F1923 | 2017-10-15 20:05 | 717
| South East - Tailem Bend #2 | F1923 | 2017-10-16 08:05 | 762
| South East - Tailem Bend #2 | F1923 | 2017-10-16 16:05 | 717
| South East - Tailem Bend #2 | F1923 | 2017-10-16 20:05 | 701
| South East - Tailem Bend #2 | F1923 | 2017-10-17 14:05 | 717
| South East - Tailem Bend #2 | F1923 | 2017-10-17 20:05 | 701
| South East - Tailem Bend #2 | F1923 | 2017-10-18 12:05 | 717
| South East - Tailem Bend #2 | F1923 | 2017-10-18 20:05 | 701
| South East - Tailem Bend #2 | F1923 | 2017-10-19 04:05 | 717
| South East - Tailem Bend #2 | F1923 | 2017-10-23 14:05 | 762
| South East - Tailem Bend #2 | F1923 | 2017-10-23 22:05 | 717
| South East - Tailem Bend #2 | F1923 | 2017-10-24 10:05 | 762
| South East - Tailem Bend #2 | F1923 | 2017-10-24 16:05 | 717
| South East - Tailem Bend #2 | F1923 | 2017-10-25 12:05 | 762
| South East - Tailem Bend #2 | F1923 | 2017-10-25 20:05 | 717
| South East - Tailem Bend #2 | F1923 | 2017-10-27 10:05 | 762
| South East - Tailem Bend #2 | F1923 | 2017-10-27 14:05 | 717
| South East - Tailem Bend #2 | F1923 | 2017-10-27 18:05 | 701
| South East - Tailem Bend #2 | F1923 | 2017-10-27 20:05 | 717
| South East - Tailem Bend #2 | F1923 | 2017-10-29 10:05 | 762
| South East - Tailem Bend #2 | F1923 | 2017-10-29 16:05 | 717
| South East - Tailem Bend #2 | F1923 | 2017-11-02 16:05 | 762
| South East - Tailem Bend #2 | F1923 | 2017-11-02 18:05 | 717
| South East - Tailem Bend #2 | F1923 | 2017-11-05 14:05 | 762
| South East - Tailem Bend #2 | F1923 | 2017-11-05 18:05 | 717
| South East - Tailem Bend #2 | F1923 | 2017-11-08 12:05 | 762
| South East - Tailem Bend #2 | F1923 | 2017-11-08 22:05 | 717
| South East - Tailem Bend #2 | F1923 | 2017-11-09 10:05 | 762
| South East - Tailem Bend #2 | F1923 | 2017-11-10 12:05 | 717
| South East - Tailem Bend #2 | F1923 | 2017-11-10 18:05 | 701
| South East - Tailem Bend #2 | F1923 | 2017-11-11 14:05 | 717
| South East - Tailem Bend #2 | F1923 | 2017-11-11 18:05 | 701
| South East - Tailem Bend #2 | F1923 | 2017-11-12 10:05 | 717
| South East - Tailem Bend #2 | F1923 | 2017-11-12 20:05 | 701
| South East - Tailem Bend #2 | F1923 | 2017-11-13 10:05 | 717
| South East - Tailem Bend #2 | F1923 | 2017-11-14 00:05 | 701
| South East - Tailem Bend #2 | F1923 | 2017-11-14 10:05 | 717
| South East - Tailem Bend #2 | F1923 | 2017-11-14 18:05 | 701
| South East - Tailem Bend #2 | F1923 | 2017-11-15 06:05 | 717
| South East - Tailem Bend #2 | F1923 | 2017-11-18 14:05 | 762
| South East - Tailem Bend #2 | F1923 | 2017-11-18 22:05 | 717
| South East - Tailem Bend #2 | F1923 | 2017-11-19 08:05 | 762
| South East - Tailem Bend #2 | F1923 | 2017-11-20 14:05 | 717
| South East - Tailem Bend #2 | F1923 | 2017-11-20 22:05 | 701
| South East - Tailem Bend #2 | F1923 | 2017-11-21 12:05 | 717
| South East - Tailem Bend #2 | F1923 | 2017-11-21 22:05 | 701
| South East - Tailem Bend #2 | F1923 | 2017-11-22 10:05 | 717
| South East - Tailem Bend #2 | F1923 | 2017-11-22 16:05 | 701
| South East - Tailem Bend #2 | F1923 | 2017-11-23 04:05 | 717
| South East - Tailem Bend #2 | F1923 | 2017-11-23 08:05 | 762
| South East - Tailem Bend #2 | F1923 | 2017-11-24 00:05 | 717
| South East - Tailem Bend #2 | F1923 | 2017-11-24 08:05 | 762
| South East - Tailem Bend #2 | F1923 | 2017-11-25 04:05 | 717
| South East - Tailem Bend #2 | F1923 | 2017-11-25 10:05 | 762
| South East - Tailem Bend #2 | F1923 | 2017-11-26 00:05 | 717
| South East - Tailem Bend #2 | F1923 | 2017-11-26 12:05 | 762
| South East - Tailem Bend #2 | F1923 | 2017-11-26 18:05 | 717
| South East - Tailem Bend #2 | F1923 | 2017-11-27 12:05 | 762
| South East - Tailem Bend #2 | F1923 | 2017-11-27 22:05 | 717
| South East - Tailem Bend #2 | F1923 | 2017-11-28 00:05 | 762
| South East - Tailem Bend #2 | F1923 | 2017-11-28 12:05 | 717
| South East - Tailem Bend #2 | F1923 | 2017-11-28 22:05 | 701
| South East - Tailem Bend #2 | F1923 | 2017-11-29 10:05 | 717
| South East - Tailem Bend #2 | F1923 | 2017-11-29 22:05 | 701
| South East - Tailem Bend #2 | F1923 | 2017-11-30 12:05 | 717
| South East - Tailem Bend #2 | F1923 | 2017-11-30 20:05 | 701
| South East - Tailem Bend #2 | F1923 | 2017-12-01 00:05 | 717
| South East - Tailem Bend #2 | F1923 | 2017-12-05 12:05 | 762
| South East - Tailem Bend #2 | F1923 | 2017-12-05 18:05 | 717
| South East - Tailem Bend #2 | F1923 | 2017-12-06 12:05 | 762
| South East - Tailem Bend #2 | F1923 | 2017-12-06 20:05 | 717
| South East - Tailem Bend #2 | F1923 | 2017-12-08 16:05 | 762
| South East - Tailem Bend #2 | F1923 | 2017-12-08 18:05 | 717
| South East - Tailem Bend #2 | F1923 | 2017-12-09 12:05 | 762
| South East - Tailem Bend #2 | F1923 | 2017-12-09 22:05 | 717
| South East - Tailem Bend #2 | F1923 | 2017-12-10 10:05 | 762
| South East - Tailem Bend #2 | F1923 | 2017-12-10 22:05 | 717
| South East - Tailem Bend #2 | F1923 | 2017-12-11 10:05 | 762
| South East - Tailem Bend #2 | F1923 | 2017-12-12 00:05 | 717
| South East - Tailem Bend #2 | F1923 | 2017-12-12 10:05 | 762
| South East - Tailem Bend #2 | F1923 | 2017-12-12 12:05 | 717
| South East - Tailem Bend #2 | F1923 | 2017-12-12 22:05 | 701
| South East - Tailem Bend #2 | F1923 | 2017-12-13 00:05 | 717
| South East - Tailem Bend #2 | F1923 | 2017-12-13 04:05 | 701
| South East - Tailem Bend #2 | F1923 | 2017-12-13 08:05 | 717
| South East - Tailem Bend #2 | F1923 | 2017-12-13 18:05 | 701
| South East - Tailem Bend #2 | F1923 | 2017-12-14 04:05 | 717
| South East - Tailem Bend #2 | F1923 | 2017-12-14 13:05 | 762
| South East - Tailem Bend #2 | F1923 | 2017-12-14 22:05 | 717
| South East - Tailem Bend #2 | F1923 | 2017-12-15 12:05 | 762
| South East - Tailem Bend #2 | F1923 | 2017-12-15 22:05 | 717
| South East - Tailem Bend #2 | F1923 | 2017-12-16 10:05 | 762
| South East - Tailem Bend #2 | F1923 | 2017-12-17 00:05 | 717
| South East - Tailem Bend #2 | F1923 | 2017-12-17 08:05 | 762
| South East - Tailem Bend #2 | F1923 | 2017-12-17 14:05 | 717
| South East - Tailem Bend #2 | F1923 | 2017-12-17 20:05 | 701
| South East - Tailem Bend #2 | F1923 | 2017-12-18 12:05 | 717
| South East - Tailem Bend #2 | F1923 | 2017-12-19 00:05 | 701
| South East - Tailem Bend #2 | F1923 | 2017-12-20 00:05 | 717
| South East - Tailem Bend #2 | F1923 | 2017-12-20 12:05 | 762
| South East - Tailem Bend #2 | F1923 | 2017-12-20 22:05 | 717
| South East - Tailem Bend #2 | F1923 | 2017-12-21 12:05 | 762
| South East - Tailem Bend #2 | F1923 | 2017-12-21 22:05 | 717
| South East - Tailem Bend #2 | F1923 | 2017-12-22 10:05 | 762
| South East - Tailem Bend #2 | F1923 | 2017-12-22 16:05 | 717
| South East - Tailem Bend #2 | F1923 | 2017-12-22 20:05 | 701
| South East - Tailem Bend #2 | F1923 | 2017-12-23 02:05 | 717
| South East - Tailem Bend #2 | F1923 | 2017-12-23 10:05 | 762
| South East - Tailem Bend #2 | F1923 | 2017-12-23 12:05 | 717
| South East - Tailem Bend #2 | F1923 | 2017-12-23 22:05 | 701
| South East - Tailem Bend #2 | F1923 | 2017-12-24 02:05 | 717
| South East - Tailem Bend #2 | F1923 | 2017-12-24 12:05 | 762
| South East - Tailem Bend #2 | F1923 | 2017-12-24 20:05 | 717
| South East - Tailem Bend #2 | F1923 | 2017-12-25 12:05 | 762
| South East - Tailem Bend #2 | F1923 | 2017-12-26 06:05 | 717
| South East - Tailem Bend #2 | F1923 | 2017-12-26 08:05 | 762
| South East - Tailem Bend #2 | F1923 | 2017-12-26 14:05 | 717
| South East - Tailem Bend #2 | F1923 | 2017-12-26 22:05 | 701
| South East - Tailem Bend #2 | F1923 | 2017-12-27 10:05 | 717
| South East - Tailem Bend #2 | F1923 | 2017-12-27 20:05 | 701
| South East - Tailem Bend #2 | F1923 | 2017-12-29 00:05 | 717
| South East - Tailem Bend #2 | F1923 | 2017-12-29 10:05 | 762
| South East - Tailem Bend #2 | F1923 | 2017-12-29 22:05 | 717
| South East - Tailem Bend #2 | F1923 | 2017-12-30 12:05 | 762
| South East - Tailem Bend #2 | F1923 | 2017-12-30 22:05 | 717
| South East - Tailem Bend #2 | F1923 | 2017-12-31 12:05 | 762
| South East - Tailem Bend #2 | F1923 | 2017-12-31 22:05 | 717
| South East - Tailem Bend #2 | F1923 | 2018-01-01 12:05 | 762
| South East - Tailem Bend #2 | F1923 | 2018-01-01 22:05 | 717
| South East - Tailem Bend #2 | F1923 | 2018-01-02 12:05 | 762
| South East - Tailem Bend #2 | F1923 | 2018-01-02 22:05 | 717
| South East - Tailem Bend #2 | F1923 | 2018-01-03 12:05 | 762
| South East - Tailem Bend #2 | F1923 | 2018-01-03 22:05 | 717
| South East - Tailem Bend #2 | F1923 | 2018-01-04 10:05 | 762
| South East - Tailem Bend #2 | F1923 | 2018-01-04 16:05 | 717
| South East - Tailem Bend #2 | F1923 | 2018-01-04 18:05 | 701
| South East - Tailem Bend #2 | F1923 | 2018-01-05 04:05 | 717
| South East - Tailem Bend #2 | F1923 | 2018-01-05 10:05 | 762
| South East - Tailem Bend #2 | F1923 | 2018-01-05 12:05 | 717
| South East - Tailem Bend #2 | F1923 | 2018-01-06 00:05 | 701
| South East - Tailem Bend #2 | F1923 | 2018-01-06 06:05 | 717
| South East - Tailem Bend #2 | F1923 | 2018-01-06 22:05 | 701
| South East - Tailem Bend #2 | F1923 | 2018-01-07 02:05 | 717
| South East - Tailem Bend #2 | F1923 | 2018-01-07 10:05 | 762
| South East - Tailem Bend #2 | F1923 | 2018-01-07 16:05 | 717
| South East - Tailem Bend #2 | F1923 | 2018-01-07 18:05 | 701
| South East - Tailem Bend #2 | F1923 | 2018-01-08 02:05 | 717
| South East - Tailem Bend #2 | F1923 | 2018-01-08 10:05 | 762
| South East - Tailem Bend #2 | F1923 | 2018-01-08 22:05 | 717
| South East - Tailem Bend #2 | F1923 | 2018-01-09 10:05 | 762
| South East - Tailem Bend #2 | F1923 | 2018-01-09 22:05 | 717
| South East - Tailem Bend #2 | F1923 | 2018-01-10 12:05 | 762
| South East - Tailem Bend #2 | F1923 | 2018-01-11 04:05 | 717
| South East - Tailem Bend #2 | F1923 | 2018-01-11 08:05 | 762
| South East - Tailem Bend #2 | F1923 | 2018-01-11 12:05 | 717
| South East - Tailem Bend #2 | F1923 | 2018-01-11 22:05 | 701
| South East - Tailem Bend #2 | F1923 | 2018-01-12 22:05 | 717
| South East - Tailem Bend #2 | F1923 | 2018-01-13 14:05 | 762
| South East - Tailem Bend #2 | F1923 | 2018-01-13 20:05 | 717
| South East - Tailem Bend #2 | F1923 | 2018-01-14 14:05 | 762
| South East - Tailem Bend #2 | F1923 | 2018-01-14 20:05 | 717
| South East - Tailem Bend #2 | F1923 | 2018-01-15 10:05 | 762
| South East - Tailem Bend #2 | F1923 | 2018-01-15 22:05 | 717
| South East - Tailem Bend #2 | F1923 | 2018-01-16 02:05 | 762
| South East - Tailem Bend #2 | F1923 | 2018-01-16 06:05 | 717
| South East - Tailem Bend #2 | F1923 | 2018-01-16 10:05 | 762
| South East - Tailem Bend #2 | F1923 | 2018-01-17 10:05 | 717
| South East - Tailem Bend #2 | F1923 | 2018-01-18 00:05 | 701
| South East - Tailem Bend #2 | F1923 | 2018-01-18 10:05 | 717
| South East - Tailem Bend #2 | F1923 | 2018-01-19 00:05 | 701
| South East - Tailem Bend #2 | F1923 | 2018-01-19 02:05 | 717
| South East - Tailem Bend #2 | F1923 | 2018-01-19 04:05 | 701
| South East - Tailem Bend #2 | F1923 | 2018-01-19 10:05 | 717
| South East - Tailem Bend #2 | F1923 | 2018-01-20 04:05 | 701
| South East - Tailem Bend #2 | F1923 | 2018-01-20 10:05 | 717
| South East - Tailem Bend #2 | F1923 | 2018-01-21 02:05 | 701
| South East - Tailem Bend #2 | F1923 | 2018-01-21 10:05 | 717
| South East - Tailem Bend #2 | F1923 | 2018-01-22 00:05 | 701
| South East - Tailem Bend #2 | F1923 | 2018-01-22 12:05 | 717
| South East - Tailem Bend #2 | F1923 | 2018-01-22 18:05 | 701
| South East - Tailem Bend #2 | F1923 | 2018-01-22 22:05 | 717
| South East - Tailem Bend #2 | F1923 | 2018-01-23 10:05 | 762
| South East - Tailem Bend #2 | F1923 | 2018-01-24 00:05 | 717
| South East - Tailem Bend #2 | F1923 | 2018-01-24 10:05 | 762
| South East - Tailem Bend #2 | F1923 | 2018-01-24 14:05 | 717
| South East - Tailem Bend #2 | F1923 | 2018-01-24 20:05 | 701
| South East - Tailem Bend #2 | F1923 | 2018-01-25 02:05 | 717
| South East - Tailem Bend #2 | F1923 | 2018-01-25 12:40 | 762
| South East - Tailem Bend #2 | F1923 | 2018-01-25 22:05 | 701
| South East - Tailem Bend #2 | F1923 | 2018-01-26 16:05 | 717
| South East - Tailem Bend #2 | F1923 | 2018-01-26 22:05 | 701
| South East - Tailem Bend #2 | F1923 | 2018-01-27 10:05 | 717
| South East - Tailem Bend #2 | F1923 | 2018-01-28 22:05 | 701
| South East - Tailem Bend #2 | F1923 | 2018-01-29 18:05 | 717
| South East - Tailem Bend #2 | F1923 | 2018-02-01 14:05 | 762
| South East - Tailem Bend #2 | F1923 | 2018-02-01 20:05 | 717
| South East - Tailem Bend #2 | F1923 | 2018-02-02 12:05 | 762
| South East - Tailem Bend #2 | F1923 | 2018-02-03 04:05 | 717
| South East - Tailem Bend #2 | F1923 | 2018-02-03 06:05 | 762
| South East - Tailem Bend #2 | F1923 | 2018-02-03 14:05 | 717
| South East - Tailem Bend #2 | F1923 | 2018-02-03 18:05 | 701
| South East - Tailem Bend #2 | F1923 | 2018-02-04 12:05 | 717
| South East - Tailem Bend #2 | F1923 | 2018-02-04 22:05 | 701
| South East - Tailem Bend #2 | F1923 | 2018-02-05 12:05 | 717
| South East - Tailem Bend #2 | F1923 | 2018-02-05 22:05 | 701
| South East - Tailem Bend #2 | F1923 | 2018-02-06 12:05 | 717
| South East - Tailem Bend #2 | F1923 | 2018-02-06 22:05 | 701
| South East - Tailem Bend #2 | F1923 | 2018-02-07 12:30 | 717
| South East - Tailem Bend #2 | F1923 | 2018-02-08 00:05 | 701
| South East - Tailem Bend #2 | F1923 | 2018-02-08 12:05 | 717
| South East - Tailem Bend #2 | F1923 | 2018-02-08 22:05 | 701
| South East - Tailem Bend #2 | F1923 | 2018-02-09 12:05 | 717
| South East - Tailem Bend #2 | F1923 | 2018-02-10 00:05 | 701
| South East - Tailem Bend #2 | F1923 | 2018-02-10 12:05 | 717
| South East - Tailem Bend #2 | F1923 | 2018-02-10 14:05 | 701
| South East - Tailem Bend #2 | F1923 | 2018-02-11 00:05 | 717
| South East - Tailem Bend #2 | F1923 | 2018-02-11 12:05 | 762
| South East - Tailem Bend #2 | F1923 | 2018-02-11 22:05 | 717
| South East - Tailem Bend #2 | F1923 | 2018-02-12 12:05 | 762
| South East - Tailem Bend #2 | F1923 | 2018-02-12 22:05 | 717
| South East - Tailem Bend #2 | F1923 | 2018-02-13 12:05 | 762
| South East - Tailem Bend #2 | F1923 | 2018-02-14 08:05 | 717
| South East - Tailem Bend #2 | F1923 | 2018-02-14 10:05 | 762
| South East - Tailem Bend #2 | F1923 | 2018-02-14 22:05 | 717
| South East - Tailem Bend #2 | F1923 | 2018-02-15 12:10 | 762
| South East - Tailem Bend #2 | F1923 | 2018-02-15 20:05 | 717
| South East - Tailem Bend #2 | F1923 | 2018-02-16 12:05 | 762
| South East - Tailem Bend #2 | F1923 | 2018-02-16 22:05 | 717
| South East - Tailem Bend #2 | F1923 | 2018-02-17 12:05 | 762
| South East - Tailem Bend #2 | F1923 | 2018-02-18 00:05 | 717
| South East - Tailem Bend #2 | F1923 | 2018-02-18 10:05 | 762
| South East - Tailem Bend #2 | F1923 | 2018-02-18 22:05 | 717
| South East - Tailem Bend #2 | F1923 | 2018-02-19 12:05 | 762
| South East - Tailem Bend #2 | F1923 | 2018-02-20 14:05 | 717
| South East - Tailem Bend #2 | F1923 | 2018-02-20 20:05 | 701
| South East - Tailem Bend #2 | F1923 | 2018-02-21 12:55 | 717
| South East - Tailem Bend #2 | F1923 | 2018-02-21 14:05 | 701
| South East - Tailem Bend #2 | F1923 | 2018-02-23 10:05 | 717
| South East - Tailem Bend #2 | F1923 | 2018-02-23 12:05 | 701
| South East - Tailem Bend #2 | F1923 | 2018-02-23 14:05 | 717
| South East - Tailem Bend #2 | F1923 | 2018-02-23 20:05 | 701
| South East - Tailem Bend #2 | F1923 | 2018-02-24 22:05 | 717
| South East - Tailem Bend #2 | F1923 | 2018-02-25 16:05 | 762
| South East - Tailem Bend #2 | F1923 | 2018-02-25 20:05 | 717
| South East - Tailem Bend #2 | F1923 | 2018-02-26 12:05 | 762
| South East - Tailem Bend #2 | F1923 | 2018-02-27 02:05 | 717
| South East - Tailem Bend #2 | F1923 | 2018-02-27 10:05 | 762
| South East - Tailem Bend #2 | F1923 | 2018-02-27 14:05 | 717
| South East - Tailem Bend #2 | F1923 | 2018-02-27 22:05 | 701
| South East - Tailem Bend #2 | F1923 | 2018-02-28 06:05 | 717
| South East - Tailem Bend #2 | F1923 | 2018-02-28 12:05 | 762
| South East - Tailem Bend #2 | F1923 | 2018-02-28 22:05 | 717
| South East - Tailem Bend #2 | F1923 | 2018-03-01 12:05 | 762
| South East - Tailem Bend #2 | F1923 | 2018-03-02 16:05 | 717
| South East - Tailem Bend #2 | F1923 | 2018-03-02 20:05 | 701
| South East - Tailem Bend #2 | F1923 | 2018-03-03 02:05 | 717
| South East - Tailem Bend #2 | F1923 | 2018-03-03 10:05 | 762
| South East - Tailem Bend #2 | F1923 | 2018-03-03 22:05 | 717
| South East - Tailem Bend #2 | F1923 | 2018-03-04 12:05 | 762
| South East - Tailem Bend #2 | F1923 | 2018-03-04 20:05 | 717
| South East - Tailem Bend #2 | F1923 | 2018-03-05 16:05 | 762
| South East - Tailem Bend #2 | F1923 | 2018-03-05 20:05 | 717
| South East - Tailem Bend #2 | F1923 | 2018-03-06 14:05 | 762
| South East - Tailem Bend #2 | F1923 | 2018-03-06 22:05 | 717
| South East - Tailem Bend #2 | F1923 | 2018-03-07 06:05 | 762
| South East - Tailem Bend #2 | F1923 | 2018-03-07 14:05 | 717
| South East - Tailem Bend #2 | F1923 | 2018-03-07 20:05 | 701
| South East - Tailem Bend #2 | F1923 | 2018-03-08 14:05 | 717
| South East - Tailem Bend #2 | F1923 | 2018-03-08 20:05 | 701
| South East - Tailem Bend #2 | F1923 | 2018-03-09 12:05 | 717
| South East - Tailem Bend #2 | F1923 | 2018-03-09 22:05 | 701
| South East - Tailem Bend #2 | F1923 | 2018-03-10 12:05 | 717
| South East - Tailem Bend #2 | F1923 | 2018-03-10 22:05 | 701
| South East - Tailem Bend #2 | F1923 | 2018-03-11 06:05 | 717
| South East - Tailem Bend #2 | F1923 | 2018-03-11 08:05 | 762
| South East - Tailem Bend #2 | F1923 | 2018-03-11 14:05 | 717
| South East - Tailem Bend #2 | F1923 | 2018-03-11 18:05 | 701
| South East - Tailem Bend #2 | F1923 | 2018-03-11 22:05 | 717
| South East - Tailem Bend #2 | F1923 | 2018-03-12 14:05 | 762
| South East - Tailem Bend #2 | F1923 | 2018-03-12 20:05 | 717
| South East - Tailem Bend #2 | F1923 | 2018-03-13 14:05 | 762
| South East - Tailem Bend #2 | F1923 | 2018-03-13 20:05 | 717
| South East - Tailem Bend #2 | F1923 | 2018-03-14 12:05 | 762
| South East - Tailem Bend #2 | F1923 | 2018-03-14 20:05 | 717
| South East - Tailem Bend #2 | F1923 | 2018-03-15 14:05 | 762
| South East - Tailem Bend #2 | F1923 | 2018-03-15 20:05 | 717
| South East - Tailem Bend #2 | F1923 | 2018-03-16 12:05 | 762
| South East - Tailem Bend #2 | F1923 | 2018-03-16 16:05 | 717
| South East - Tailem Bend #2 | F1923 | 2018-03-17 06:05 | 762
| South East - Tailem Bend #2 | F1923 | 2018-03-18 02:05 | 717
| South East - Tailem Bend #2 | F1923 | 2018-03-18 16:05 | 762
| South East - Tailem Bend #2 | F1923 | 2018-03-18 18:05 | 717
| South East - Tailem Bend #2 | F1923 | 2018-03-19 13:20 | 762
| South East - Tailem Bend #2 | F1923 | 2018-03-19 20:05 | 717
| South East - Tailem Bend #2 | F1923 | 2018-03-21 14:05 | 762
| South East - Tailem Bend #2 | F1923 | 2018-03-21 20:05 | 717
| South East - Tailem Bend #2 | F1923 | 2018-03-22 10:20 | 762
| South East - Tailem Bend #2 | F1923 | 2018-03-22 10:45 | 717
| South East - Tailem Bend #2 | F1923 | 2018-03-22 11:30 | 762
| South East - Tailem Bend #2 | F1923 | 2018-03-23 06:05 | 717
| South East - Tailem Bend #2 | F1923 | 2018-03-23 10:05 | 762
| South East - Tailem Bend #2 | F1923 | 2018-03-23 14:05 | 717
| South East - Tailem Bend #2 | F1923 | 2018-03-23 20:05 | 701
| South East - Tailem Bend #2 | F1923 | 2018-03-24 14:05 | 717
| South East - Tailem Bend #2 | F1923 | 2018-03-24 18:05 | 701
| South East - Tailem Bend #2 | F1923 | 2018-03-25 00:05 | 717
| South East - Tailem Bend #2 | F1923 | 2018-03-25 16:05 | 762
| South East - Tailem Bend #2 | F1923 | 2018-03-25 18:05 | 717
| South East - Tailem Bend #2 | F1923 | 2018-03-27 12:05 | 762
| South East - Tailem Bend #2 | F1923 | 2018-03-28 04:05 | 717
| South East - Tailem Bend #2 | F1923 | 2018-03-28 12:05 | 762
| South East - Tailem Bend #2 | F1923 | 2018-03-28 20:05 | 717
| South East - Tailem Bend #2 | F1923 | 2018-03-29 14:05 | 762
| South East - Tailem Bend #2 | F1923 | 2018-03-29 20:05 | 717
| South East - Tailem Bend #2 | F1923 | 2018-03-30 14:05 | 762
| South East - Tailem Bend #2 | F1923 | 2018-03-30 20:05 | 717
| South East - Tailem Bend #2 | F1923 | 2018-03-31 12:05 | 762
| South East - Tailem Bend #2 | F1923 | 2018-03-31 22:05 | 717
| South East - Tailem Bend #2 | F1923 | 2018-04-01 12:05 | 762
| South East - Tailem Bend #2 | F1923 | 2018-04-02 00:05 | 717
| South East - Tailem Bend #2 | F1923 | 2018-04-02 14:05 | 762
| South East - Tailem Bend #2 | F1923 | 2018-04-02 20:05 | 717
| South East - Tailem Bend #2 | F1923 | 2018-04-03 14:05 | 762
| South East - Tailem Bend #2 | F1923 | 2018-04-03 20:05 | 717
| South East - Tailem Bend #2 | F1923 | 2018-04-04 12:05 | 762
| South East - Tailem Bend #2 | F1923 | 2018-04-04 22:05 | 717
| South East - Tailem Bend #2 | F1923 | 2018-04-05 12:05 | 762
| South East - Tailem Bend #2 | F1923 | 2018-04-05 20:05 | 717
| South East - Tailem Bend #2 | F1923 | 2018-04-06 14:05 | 762
| South East - Tailem Bend #2 | F1923 | 2018-04-06 22:05 | 717
| South East - Tailem Bend #2 | F1923 | 2018-04-07 12:05 | 762
| South East - Tailem Bend #2 | F1923 | 2018-04-08 00:05 | 717
| South East - Tailem Bend #2 | F1923 | 2018-04-08 10:05 | 762
| South East - Tailem Bend #2 | F1923 | 2018-04-08 14:05 | 717
| South East - Tailem Bend #2 | F1923 | 2018-04-08 20:05 | 701
| South East - Tailem Bend #2 | F1923 | 2018-04-09 12:05 | 717
| South East - Tailem Bend #2 | F1923 | 2018-04-09 22:05 | 701
| South East - Tailem Bend #2 | F1923 | 2018-04-10 12:05 | 717
| South East - Tailem Bend #2 | F1923 | 2018-04-10 20:05 | 701
| South East - Tailem Bend #2 | F1923 | 2018-04-11 04:05 | 717
| South East - Tailem Bend #2 | F1923 | 2018-04-11 06:05 | 762
| South East - Tailem Bend #2 | F1923 | 2018-04-11 12:05 | 717
| South East - Tailem Bend #2 | F1923 | 2018-04-12 00:05 | 701
| South East - Tailem Bend #2 | F1923 | 2018-04-12 04:05 | 717
| South East - Tailem Bend #2 | F1923 | 2018-04-12 16:05 | 762
| South East - Tailem Bend #2 | F1923 | 2018-04-12 20:05 | 717
| South East - Tailem Bend #2 | F1923 | 2018-04-17 16:05 | 762
| South East - Tailem Bend #2 | F1923 | 2018-04-17 18:05 | 717
| South East - Tailem Bend #2 | F1923 | 2018-04-18 12:05 | 762
| South East - Tailem Bend #2 | F1923 | 2018-04-19 08:00 | 717
| South East - Tailem Bend #2 | F1923 | 2018-04-19 14:25 | 762
| South East - Tailem Bend #2 | F1923 | 2018-04-20 08:05 | 717
| South East - Tailem Bend #2 | F1923 | 2018-04-20 10:05 | 762
| South East - Tailem Bend #2 | F1923 | 2018-04-21 04:05 | 717
| South East - Tailem Bend #2 | F1923 | 2018-04-21 06:05 | 762
| South East - Tailem Bend #2 | F1923 | 2018-04-21 08:05 | 717
| South East - Tailem Bend #2 | F1923 | 2018-04-21 10:05 | 762
| South East - Tailem Bend #2 | F1923 | 2018-04-21 16:05 | 717
| South East - Tailem Bend #2 | F1923 | 2018-04-21 18:05 | 701
| South East - Tailem Bend #2 | F1923 | 2018-04-22 02:05 | 717
| South East - Tailem Bend #2 | F1923 | 2018-04-22 12:05 | 762
| South East - Tailem Bend #2 | F1923 | 2018-04-22 16:05 | 717
| South East - Tailem Bend #2 | F1923 | 2018-04-22 18:05 | 701
| South East - Tailem Bend #2 | F1923 | 2018-04-24 02:05 | 717
| South East - Tailem Bend #2 | F1923 | 2018-04-24 04:05 | 762
| South East - Tailem Bend #2 | F1923 | 2018-04-24 12:05 | 717
| South East - Tailem Bend #2 | F1923 | 2018-04-24 14:05 | 762
| South East - Tailem Bend #2 | F1923 | 2018-04-24 20:05 | 717
| South East - Tailem Bend #2 | F1923 | 2018-04-25 14:05 | 762
| South East - Tailem Bend #2 | F1923 | 2018-04-25 20:05 | 717
| South East - Tailem Bend #2 | F1923 | 2018-04-26 14:05 | 762
| South East - Tailem Bend #2 | F1923 | 2018-04-26 18:05 | 717
| South East - Tailem Bend #2 | F1923 | 2018-04-27 14:05 | 762
| South East - Tailem Bend #2 | F1923 | 2018-04-27 20:05 | 717
| South East - Tailem Bend #2 | F1923 | 2018-04-28 12:05 | 762
| South East - Tailem Bend #2 | F1923 | 2018-04-28 18:05 | 717
| South East - Tailem Bend #2 | F1923 | 2018-04-29 14:05 | 762
| South East - Tailem Bend #2 | F1923 | 2018-04-29 18:05 | 717
| South East - Tailem Bend #2 | F1923 | 2018-04-30 14:05 | 762
| South East - Tailem Bend #2 | F1923 | 2018-04-30 20:05 | 717
| South East - Tailem Bend #2 | F1923 | 2018-05-01 14:05 | 762
| South East - Tailem Bend #2 | F1923 | 2018-05-01 20:05 | 717
| South East - Tailem Bend #2 | F1923 | 2018-05-02 12:05 | 762
| South East - Tailem Bend #2 | F1923 | 2018-05-03 02:05 | 717
| South East - Tailem Bend #2 | F1923 | 2018-05-26 15:05 | 762
| South East - Tailem Bend #2 | F1923 | 2018-05-26 19:05 | 717
| South East - Tailem Bend #2 | F1923 | 2018-07-27 15:05 | 762
| South East - Tailem Bend #2 | F1923 | 2018-07-27 17:05 | 717
| South East - Tailem Bend #2 | F1923 | 2018-08-02 15:05 | 762
| South East - Tailem Bend #2 | F1923 | 2018-08-02 17:05 | 717
| South East - Tailem Bend #2 | F1923 | 2018-08-29 15:05 | 762
| South East - Tailem Bend #2 | F1923 | 2018-08-30 01:05 | 717
| South East - Tailem Bend #2 | F1923 | 2018-08-30 03:05 | 762
| South East - Tailem Bend #2 | F1923 | 2018-08-30 05:05 | 717
| South East - Tailem Bend #2 | F1923 | 2018-09-10 15:05 | 762
| South East - Tailem Bend #2 | F1923 | 2018-09-10 21:05 | 717
| South East - Tailem Bend #2 | F1923 | 2018-09-11 11:05 | 762
| South East - Tailem Bend #2 | F1923 | 2018-09-11 17:05 | 717
| South East - Tailem Bend #2 | F1923 | 2018-09-14 13:05 | 762
| South East - Tailem Bend #2 | F1923 | 2018-09-14 21:05 | 717
| South East - Tailem Bend #2 | F1923 | 2018-09-22 13:05 | 762
| South East - Tailem Bend #2 | F1923 | 2018-09-22 19:05 | 717
| South East - Tailem Bend #2 | F1923 | 2018-09-26 15:05 | 762
| South East - Tailem Bend #2 | F1923 | 2018-09-26 21:05 | 717
| South East - Tailem Bend #2 | F1923 | 2018-09-30 17:05 | 762
| South East - Tailem Bend #2 | F1923 | 2018-09-30 21:05 | 717
| South East - Tailem Bend #2 | F1923 | 2018-10-01 11:05 | 762
| South East - Tailem Bend #2 | F1923 | 2018-10-02 03:05 | 717
| South East - Tailem Bend #2 | F1923 | 2018-10-02 11:05 | 762
| South East - Tailem Bend #2 | F1923 | 2018-10-02 23:05 | 717
| South East - Tailem Bend #2 | F1923 | 2018-10-06 15:05 | 762
| South East - Tailem Bend #2 | F1923 | 2018-10-06 21:05 | 717
| South East - Tailem Bend #2 | F1923 | 2018-10-07 12:05 | 762
| South East - Tailem Bend #2 | F1923 | 2018-10-08 18:05 | 717
| South East - Tailem Bend #2 | F1923 | 2018-10-11 16:05 | 762
| South East - Tailem Bend #2 | F1923 | 2018-10-11 20:05 | 717
| South East - Tailem Bend #2 | F1923 | 2018-10-12 12:05 | 762
| South East - Tailem Bend #2 | F1923 | 2018-10-12 22:05 | 717
| South East - Tailem Bend #2 | F1923 | 2018-10-13 10:05 | 762
| South East - Tailem Bend #2 | F1923 | 2018-10-14 20:05 | 717
| South East - Tailem Bend #2 | F1923 | 2018-10-15 00:05 | 762
| South East - Tailem Bend #2 | F1923 | 2018-10-15 20:05 | 717
| South East - Tailem Bend #2 | F1923 | 2018-10-19 08:05 | 762
| South East - Tailem Bend #2 | F1923 | 2018-10-19 18:05 | 717
| South East - Tailem Bend #2 | F1923 | 2018-10-21 16:05 | 762
| South East - Tailem Bend #2 | F1923 | 2018-10-21 22:05 | 717
| South East - Tailem Bend #2 | F1923 | 2018-10-22 10:05 | 762
| South East - Tailem Bend #2 | F1923 | 2018-10-22 20:05 | 717
| South East - Tailem Bend #2 | F1923 | 2018-10-24 18:05 | 762
| South East - Tailem Bend #2 | F1923 | 2018-10-24 20:05 | 717
| South East - Tailem Bend #2 | F1923 | 2018-10-25 10:40 | 762
| South East - Tailem Bend #2 | F1923 | 2018-10-25 20:05 | 717
| South East - Tailem Bend #2 | F1923 | 2018-10-26 14:05 | 762
| South East - Tailem Bend #2 | F1923 | 2018-10-26 20:05 | 717
| South East - Tailem Bend #2 | F1923 | 2018-10-27 12:05 | 762
| South East - Tailem Bend #2 | F1923 | 2018-10-27 20:05 | 717
| South East - Tailem Bend #2 | F1923 | 2018-10-28 14:05 | 762
| South East - Tailem Bend #2 | F1923 | 2018-10-28 20:05 | 717
| South East - Tailem Bend #2 | F1923 | 2018-10-29 14:05 | 762
| South East - Tailem Bend #2 | F1923 | 2018-10-29 20:05 | 717
| South East - Tailem Bend #2 | F1923 | 2018-10-30 10:05 | 762
| South East - Tailem Bend #2 | F1923 | 2018-10-30 22:05 | 717
| South East - Tailem Bend #2 | F1923 | 2018-10-31 10:05 | 762
| South East - Tailem Bend #2 | F1923 | 2018-10-31 14:05 | 717
| South East - Tailem Bend #2 | F1923 | 2018-10-31 22:05 | 701
| South East - Tailem Bend #2 | F1923 | 2018-11-01 12:05 | 717
| South East - Tailem Bend #2 | F1923 | 2018-11-01 22:05 | 701
| South East - Tailem Bend #2 | F1923 | 2018-11-02 20:05 | 717
| South East - Tailem Bend #2 | F1923 | 2018-11-03 14:05 | 762
| South East - Tailem Bend #2 | F1923 | 2018-11-03 18:05 | 717
| South East - Tailem Bend #2 | F1923 | 2018-11-04 10:05 | 762
| South East - Tailem Bend #2 | F1923 | 2018-11-04 22:05 | 717
| South East - Tailem Bend #2 | F1923 | 2018-11-05 12:05 | 762
| South East - Tailem Bend #2 | F1923 | 2018-11-06 00:05 | 717
| South East - Tailem Bend #2 | F1923 | 2018-11-09 14:05 | 762
| South East - Tailem Bend #2 | F1923 | 2018-11-09 22:05 | 717
| South East - Tailem Bend #2 | F1923 | 2018-11-10 12:05 | 762
| South East - Tailem Bend #2 | F1923 | 2018-11-10 22:05 | 717
| South East - Tailem Bend #2 | F1923 | 2018-11-11 10:05 | 762
| South East - Tailem Bend #2 | F1923 | 2018-11-11 16:05 | 717
| South East - Tailem Bend #2 | F1923 | 2018-11-11 20:05 | 701
| South East - Tailem Bend #2 | F1923 | 2018-11-12 12:05 | 717
| South East - Tailem Bend #2 | F1923 | 2018-11-12 18:05 | 701
| South East - Tailem Bend #2 | F1923 | 2018-11-13 20:05 | 717
| South East - Tailem Bend #2 | F1923 | 2018-11-14 16:05 | 762
| South East - Tailem Bend #2 | F1923 | 2018-11-14 20:05 | 717
| South East - Tailem Bend #2 | F1923 | 2018-11-15 14:05 | 762
| South East - Tailem Bend #2 | F1923 | 2018-11-15 20:05 | 717
| South East - Tailem Bend #2 | F1923 | 2018-11-16 12:05 | 762
| South East - Tailem Bend #2 | F1923 | 2018-11-16 20:05 | 717
| South East - Tailem Bend #2 | F1923 | 2018-11-17 14:05 | 762
| South East - Tailem Bend #2 | F1923 | 2018-11-17 20:05 | 717
| South East - Tailem Bend #2 | F1923 | 2018-11-18 10:05 | 762
| South East - Tailem Bend #2 | F1923 | 2018-11-19 12:05 | 717
| South East - Tailem Bend #2 | F1923 | 2018-11-19 20:05 | 701
| South East - Tailem Bend #2 | F1923 | 2018-11-20 02:05 | 717
| South East - Tailem Bend #2 | F1923 | 2018-11-25 12:05 | 762
| South East - Tailem Bend #2 | F1923 | 2018-11-25 20:05 | 717
| South East - Tailem Bend #2 | F1923 | 2018-11-26 14:05 | 762
| South East - Tailem Bend #2 | F1923 | 2018-11-26 20:05 | 717
| South East - Tailem Bend #2 | F1923 | 2018-11-29 14:05 | 762
| South East - Tailem Bend #2 | F1923 | 2018-11-29 22:05 | 717
| South East - Tailem Bend #2 | F1923 | 2018-11-30 12:05 | 762
| South East - Tailem Bend #2 | F1923 | 2018-12-01 00:05 | 717
| South East - Tailem Bend #2 | F1923 | 2018-12-01 04:05 | 762
| South East - Tailem Bend #2 | F1923 | 2018-12-01 12:05 | 717
| South East - Tailem Bend #2 | F1923 | 2018-12-01 14:05 | 701
| South East - Tailem Bend #2 | F1923 | 2018-12-01 20:05 | 717
| South East - Tailem Bend #2 | F1923 | 2018-12-03 12:05 | 762
| South East - Tailem Bend #2 | F1923 | 2018-12-03 22:05 | 717
| South East - Tailem Bend #2 | F1923 | 2018-12-04 14:05 | 762
| South East - Tailem Bend #2 | F1923 | 2018-12-05 14:05 | 717
| South East - Tailem Bend #2 | F1923 | 2018-12-05 22:05 | 701
| South East - Tailem Bend #2 | F1923 | 2018-12-06 10:05 | 717
| South East - Tailem Bend #2 | F1923 | 2018-12-06 22:05 | 701
| South East - Tailem Bend #2 | F1923 | 2018-12-07 08:05 | 717
| South East - Tailem Bend #2 | F1923 | 2018-12-07 22:05 | 701
| South East - Tailem Bend #2 | F1923 | 2018-12-08 20:05 | 717
| South East - Tailem Bend #2 | F1923 | 2018-12-09 10:05 | 762
| South East - Tailem Bend #2 | F1923 | 2018-12-09 14:05 | 717
| South East - Tailem Bend #2 | F1923 | 2018-12-09 18:05 | 701
| South East - Tailem Bend #2 | F1923 | 2018-12-10 00:05 | 717
| South East - Tailem Bend #2 | F1923 | 2018-12-10 10:05 | 762
| South East - Tailem Bend #2 | F1923 | 2018-12-10 22:05 | 717
| South East - Tailem Bend #2 | F1923 | 2018-12-11 08:05 | 762
| South East - Tailem Bend #2 | F1923 | 2018-12-11 14:05 | 717
| South East - Tailem Bend #2 | F1923 | 2018-12-11 20:05 | 701
| South East - Tailem Bend #2 | F1923 | 2018-12-12 12:05 | 717
| South East - Tailem Bend #2 | F1923 | 2018-12-12 18:05 | 701
| South East - Tailem Bend #2 | F1923 | 2018-12-13 00:05 | 717
| South East - Tailem Bend #2 | F1923 | 2018-12-14 13:10 | 762
| South East - Tailem Bend #2 | F1923 | 2018-12-14 18:05 | 717
| South East - Tailem Bend #2 | F1923 | 2018-12-15 10:05 | 762
| South East - Tailem Bend #2 | F1923 | 2018-12-15 22:05 | 717
| South East - Tailem Bend #2 | F1923 | 2018-12-16 14:05 | 762
| South East - Tailem Bend #2 | F1923 | 2018-12-16 22:05 | 717
| South East - Tailem Bend #2 | F1923 | 2018-12-17 12:05 | 762
| South East - Tailem Bend #2 | F1923 | 2018-12-19 16:05 | 717
| South East - Tailem Bend #2 | F1923 | 2018-12-19 20:05 | 701
| South East - Tailem Bend #2 | F1923 | 2018-12-20 06:05 | 717
| South East - Tailem Bend #2 | F1923 | 2018-12-20 10:05 | 762
| South East - Tailem Bend #2 | F1923 | 2018-12-20 20:05 | 717
| South East - Tailem Bend #2 | F1923 | 2018-12-21 14:05 | 762
| South East - Tailem Bend #2 | F1923 | 2018-12-21 20:05 | 717
| South East - Tailem Bend #2 | F1923 | 2018-12-22 12:05 | 762
| South East - Tailem Bend #2 | F1923 | 2018-12-22 20:05 | 717
| South East - Tailem Bend #2 | F1923 | 2018-12-23 10:05 | 762
| South East - Tailem Bend #2 | F1923 | 2018-12-24 02:05 | 717
| South East - Tailem Bend #2 | F1923 | 2018-12-24 10:05 | 762
| South East - Tailem Bend #2 | F1923 | 2018-12-24 12:05 | 717
| South East - Tailem Bend #2 | F1923 | 2018-12-24 22:05 | 701
| South East - Tailem Bend #2 | F1923 | 2018-12-25 06:05 | 717
| South East - Tailem Bend #2 | F1923 | 2018-12-25 08:05 | 762
| South East - Tailem Bend #2 | F1923 | 2018-12-25 12:05 | 717
| South East - Tailem Bend #2 | F1923 | 2018-12-25 22:05 | 701
| South East - Tailem Bend #2 | F1923 | 2018-12-26 10:05 | 717
| South East - Tailem Bend #2 | F1923 | 2018-12-26 22:05 | 701
| South East - Tailem Bend #2 | F1923 | 2018-12-27 10:05 | 717
| South East - Tailem Bend #2 | F1923 | 2018-12-27 22:05 | 701
| South East - Tailem Bend #2 | F1923 | 2018-12-28 10:05 | 717
| South East - Tailem Bend #2 | F1923 | 2018-12-28 20:05 | 701
| South East - Tailem Bend #2 | F1923 | 2018-12-30 04:05 | 717
| South East - Tailem Bend #2 | F1923 | 2018-12-30 10:05 | 762
| South East - Tailem Bend #2 | F1923 | 2018-12-31 00:05 | 717
| South East - Tailem Bend #2 | F1923 | 2018-12-31 10:05 | 762
| South East - Tailem Bend #2 | F1923 | 2019-01-01 | 717
| South East - Tailem Bend #2 | F1923 | 2019-01-01 10:05 | 762
| South East - Tailem Bend #2 | F1923 | 2019-01-01 16:05 | 717
| South East - Tailem Bend #2 | F1923 | 2019-01-01 18:05 | 701
| South East - Tailem Bend #2 | F1923 | 2019-01-02 04:05 | 717
| South East - Tailem Bend #2 | F1923 | 2019-01-02 10:05 | 762
| South East - Tailem Bend #2 | F1923 | 2019-01-02 14:05 | 717
| South East - Tailem Bend #2 | F1923 | 2019-01-02 20:05 | 701
| South East - Tailem Bend #2 | F1923 | 2019-01-03 10:05 | 717
| South East - Tailem Bend #2 | F1923 | 2019-01-04 08:05 | 701
| South East - Tailem Bend #2 | F1923 | 2019-01-04 22:05 | 717
| South East - Tailem Bend #2 | F1923 | 2019-01-05 10:05 | 762
| South East - Tailem Bend #2 | F1923 | 2019-01-05 22:05 | 717
| South East - Tailem Bend #2 | F1923 | 2019-01-06 10:05 | 762
| South East - Tailem Bend #2 | F1923 | 2019-01-06 22:05 | 717
| South East - Tailem Bend #2 | F1923 | 2019-01-07 12:05 | 762
| South East - Tailem Bend #2 | F1923 | 2019-01-08 00:05 | 717
| South East - Tailem Bend #2 | F1923 | 2019-01-08 10:05 | 762
| South East - Tailem Bend #2 | F1923 | 2019-01-08 22:05 | 717
| South East - Tailem Bend #2 | F1923 | 2019-01-09 12:05 | 762
| South East - Tailem Bend #2 | F1923 | 2019-01-09 20:05 | 717
| South East - Tailem Bend #2 | F1923 | 2019-01-10 12:05 | 762
| South East - Tailem Bend #2 | F1923 | 2019-01-11 12:05 | 717
| South East - Tailem Bend #2 | F1923 | 2019-01-12 02:05 | 701
| South East - Tailem Bend #2 | F1923 | 2019-01-12 14:05 | 717
| South East - Tailem Bend #2 | F1923 | 2019-01-12 16:05 | 701
| South East - Tailem Bend #2 | F1923 | 2019-01-13 02:05 | 717
| South East - Tailem Bend #2 | F1923 | 2019-01-13 10:05 | 762
| South East - Tailem Bend #2 | F1923 | 2019-01-13 14:05 | 717
| South East - Tailem Bend #2 | F1923 | 2019-01-13 20:05 | 701
| South East - Tailem Bend #2 | F1923 | 2019-01-14 06:05 | 717
| South East - Tailem Bend #2 | F1923 | 2019-01-14 08:05 | 762
| South East - Tailem Bend #2 | F1923 | 2019-01-14 09:50 | 717
| South East - Tailem Bend #2 | F1923 | 2019-01-15 00:05 | 701
| South East - Tailem Bend #2 | F1923 | 2019-01-15 10:05 | 717
| South East - Tailem Bend #2 | F1923 | 2019-01-16 00:05 | 701
| South East - Tailem Bend #2 | F1923 | 2019-01-16 12:05 | 717
| South East - Tailem Bend #2 | F1923 | 2019-01-17 00:05 | 701
| South East - Tailem Bend #2 | F1923 | 2019-01-17 10:05 | 717
| South East - Tailem Bend #2 | F1923 | 2019-01-18 02:05 | 701
| South East - Tailem Bend #2 | F1923 | 2019-01-19 00:05 | 717
| South East - Tailem Bend #2 | F1923 | 2019-01-19 10:05 | 762
| South East - Tailem Bend #2 | F1923 | 2019-01-19 22:05 | 717
| South East - Tailem Bend #2 | F1923 | 2019-01-20 10:05 | 762
| South East - Tailem Bend #2 | F1923 | 2019-01-20 14:05 | 717
| South East - Tailem Bend #2 | F1923 | 2019-01-20 20:05 | 701
| South East - Tailem Bend #2 | F1923 | 2019-01-21 12:05 | 717
| South East - Tailem Bend #2 | F1923 | 2019-01-21 22:05 | 701
| South East - Tailem Bend #2 | F1923 | 2019-01-22 12:05 | 717
| South East - Tailem Bend #2 | F1923 | 2019-01-23 00:05 | 701
| South East - Tailem Bend #2 | F1923 | 2019-01-23 10:05 | 717
| South East - Tailem Bend #2 | F1923 | 2019-01-25 04:05 | 701
| South East - Tailem Bend #2 | F1923 | 2019-01-26 04:05 | 717
| South East - Tailem Bend #2 | F1923 | 2019-01-26 10:05 | 762
| South East - Tailem Bend #2 | F1923 | 2019-01-27 02:05 | 717
| South East - Tailem Bend #2 | F1923 | 2019-01-27 10:05 | 762
| South East - Tailem Bend #2 | F1923 | 2019-01-28 00:05 | 717
| South East - Tailem Bend #2 | F1923 | 2019-01-28 10:05 | 762
| South East - Tailem Bend #2 | F1923 | 2019-01-29 00:05 | 717
| South East - Tailem Bend #2 | F1923 | 2019-01-29 10:05 | 762
| South East - Tailem Bend #2 | F1923 | 2019-01-29 14:05 | 717
| South East - Tailem Bend #2 | F1923 | 2019-01-29 20:05 | 701
| South East - Tailem Bend #2 | F1923 | 2019-01-30 04:05 | 717
| South East - Tailem Bend #2 | F1923 | 2019-01-30 08:05 | 762
| South East - Tailem Bend #2 | F1923 | 2019-01-30 12:05 | 717
| South East - Tailem Bend #2 | F1923 | 2019-01-30 20:05 | 701
| South East - Tailem Bend #2 | F1923 | 2019-01-31 02:05 | 717
| South East - Tailem Bend #2 | F1923 | 2019-01-31 12:20 | 762
| South East - Tailem Bend #2 | F1923 | 2019-01-31 20:05 | 717
| South East - Tailem Bend #2 | F1923 | 2019-02-01 12:05 | 762
| South East - Tailem Bend #2 | F1923 | 2019-02-02 06:05 | 717
| South East - Tailem Bend #2 | F1923 | 2019-02-02 10:05 | 762
| South East - Tailem Bend #2 | F1923 | 2019-02-02 12:05 | 717
| South East - Tailem Bend #2 | F1923 | 2019-02-03 00:05 | 701
| South East - Tailem Bend #2 | F1923 | 2019-02-03 10:05 | 717
| South East - Tailem Bend #2 | F1923 | 2019-02-03 20:05 | 701
| South East - Tailem Bend #2 | F1923 | 2019-02-04 04:05 | 717
| South East - Tailem Bend #2 | F1923 | 2019-02-04 10:05 | 762
| South East - Tailem Bend #2 | F1923 | 2019-02-04 22:05 | 717
| South East - Tailem Bend #2 | F1923 | 2019-02-05 12:05 | 762
| South East - Tailem Bend #2 | F1923 | 2019-02-05 16:05 | 717
| South East - Tailem Bend #2 | F1923 | 2019-02-05 18:05 | 701
| South East - Tailem Bend #2 | F1923 | 2019-02-06 16:05 | 717
| South East - Tailem Bend #2 | F1923 | 2019-02-06 20:05 | 701
| South East - Tailem Bend #2 | F1923 | 2019-02-07 06:05 | 717
| South East - Tailem Bend #2 | F1923 | 2019-02-07 08:05 | 762
| South East - Tailem Bend #2 | F1923 | 2019-02-07 14:05 | 717
| South East - Tailem Bend #2 | F1923 | 2019-02-07 18:05 | 701
| South East - Tailem Bend #2 | F1923 | 2019-02-08 00:05 | 717
| South East - Tailem Bend #2 | F1923 | 2019-02-08 12:05 | 762
| South East - Tailem Bend #2 | F1923 | 2019-02-08 22:05 | 717
| South East - Tailem Bend #2 | F1923 | 2019-02-09 12:05 | 762
| South East - Tailem Bend #2 | F1923 | 2019-02-09 20:05 | 717
| South East - Tailem Bend #2 | F1923 | 2019-02-10 14:05 | 762
| South East - Tailem Bend #2 | F1923 | 2019-02-10 22:05 | 717
| South East - Tailem Bend #2 | F1923 | 2019-02-11 00:05 | 762
| South East - Tailem Bend #2 | F1923 | 2019-02-11 02:05 | 717
| South East - Tailem Bend #2 | F1923 | 2019-02-11 12:05 | 762
| South East - Tailem Bend #2 | F1923 | 2019-02-12 02:05 | 717
| South East - Tailem Bend #2 | F1923 | 2019-02-13 14:05 | 762
| South East - Tailem Bend #2 | F1923 | 2019-02-13 20:05 | 717
| South East - Tailem Bend #2 | F1923 | 2019-02-14 14:05 | 762
| South East - Tailem Bend #2 | F1923 | 2019-02-14 22:05 | 717
| South East - Tailem Bend #2 | F1923 | 2019-02-15 10:05 | 762
| South East - Tailem Bend #2 | F1923 | 2019-02-16 00:05 | 717
| South East - Tailem Bend #2 | F1923 | 2019-02-16 10:05 | 762
| South East - Tailem Bend #2 | F1923 | 2019-02-17 02:05 | 717
| South East - Tailem Bend #2 | F1923 | 2019-02-17 10:05 | 762
| South East - Tailem Bend #2 | F1923 | 2019-02-17 14:05 | 717
| South East - Tailem Bend #2 | F1923 | 2019-02-17 22:05 | 701
| South East - Tailem Bend #2 | F1923 | 2019-02-18 08:05 | 717
| South East - Tailem Bend #2 | F1923 | 2019-02-18 12:05 | 762
| South East - Tailem Bend #2 | F1923 | 2019-02-18 22:05 | 717
| South East - Tailem Bend #2 | F1923 | 2019-02-19 12:05 | 762
| South East - Tailem Bend #2 | F1923 | 2019-02-19 22:05 | 717
| South East - Tailem Bend #2 | F1923 | 2019-02-20 12:05 | 762
| South East - Tailem Bend #2 | F1923 | 2019-02-20 22:05 | 717
| South East - Tailem Bend #2 | F1923 | 2019-02-21 12:05 | 762
| South East - Tailem Bend #2 | F1923 | 2019-02-21 22:05 | 717
| South East - Tailem Bend #2 | F1923 | 2019-02-22 10:05 | 762
| South East - Tailem Bend #2 | F1923 | 2019-02-23 14:05 | 717
| South East - Tailem Bend #2 | F1923 | 2019-02-23 20:05 | 701
| South East - Tailem Bend #2 | F1923 | 2019-02-24 12:05 | 717
| South East - Tailem Bend #2 | F1923 | 2019-02-24 22:05 | 701
| South East - Tailem Bend #2 | F1923 | 2019-02-25 12:05 | 717
| South East - Tailem Bend #2 | F1923 | 2019-02-26 00:05 | 701
| South East - Tailem Bend #2 | F1923 | 2019-02-26 12:05 | 717
| South East - Tailem Bend #2 | F1923 | 2019-02-26 22:05 | 701
| South East - Tailem Bend #2 | F1923 | 2019-02-27 12:05 | 717
| South East - Tailem Bend #2 | F1923 | 2019-02-28 00:05 | 701
| South East - Tailem Bend #2 | F1923 | 2019-02-28 10:25 | 717
| South East - Tailem Bend #2 | F1923 | 2019-02-28 22:05 | 701
| South East - Tailem Bend #2 | F1923 | 2019-03-01 10:05 | 717
| South East - Tailem Bend #2 | F1923 | 2019-03-02 06:05 | 701
| South East - Tailem Bend #2 | F1923 | 2019-03-02 10:05 | 717
| South East - Tailem Bend #2 | F1923 | 2019-03-03 02:05 | 701
| South East - Tailem Bend #2 | F1923 | 2019-03-03 16:05 | 717
| South East - Tailem Bend #2 | F1923 | 2019-03-03 20:05 | 701
| South East - Tailem Bend #2 | F1923 | 2019-03-04 04:05 | 717
| South East - Tailem Bend #2 | F1923 | 2019-03-04 10:05 | 762
| South East - Tailem Bend #2 | F1923 | 2019-03-04 14:05 | 717
| South East - Tailem Bend #2 | F1923 | 2019-03-04 18:05 | 701
| South East - Tailem Bend #2 | F1923 | 2019-03-05 02:05 | 717
| South East - Tailem Bend #2 | F1923 | 2019-03-05 10:05 | 762
| South East - Tailem Bend #2 | F1923 | 2019-03-05 22:05 | 717
| South East - Tailem Bend #2 | F1923 | 2019-03-07 16:05 | 762
| South East - Tailem Bend #2 | F1923 | 2019-03-07 22:05 | 717
| South East - Tailem Bend #2 | F1923 | 2019-03-08 12:05 | 762
| South East - Tailem Bend #2 | F1923 | 2019-03-09 00:05 | 717
| South East - Tailem Bend #2 | F1923 | 2019-03-09 10:05 | 762
| South East - Tailem Bend #2 | F1923 | 2019-03-10 00:05 | 717
| South East - Tailem Bend #2 | F1923 | 2019-03-10 12:05 | 762
| South East - Tailem Bend #2 | F1923 | 2019-03-11 06:05 | 717
| South East - Tailem Bend #2 | F1923 | 2019-03-11 10:05 | 762
| South East - Tailem Bend #2 | F1923 | 2019-03-11 22:05 | 717
| South East - Tailem Bend #2 | F1923 | 2019-03-12 14:05 | 762
| South East - Tailem Bend #2 | F1923 | 2019-03-12 20:05 | 717
| South East - Tailem Bend #2 | F1923 | 2019-03-13 14:05 | 762
| South East - Tailem Bend #2 | F1923 | 2019-03-13 20:05 | 717
| South East - Tailem Bend #2 | F1923 | 2019-03-14 14:20 | 762
| South East - Tailem Bend #2 | F1923 | 2019-03-14 22:05 | 717
| South East - Tailem Bend #2 | F1923 | 2019-03-15 12:05 | 762
| South East - Tailem Bend #2 | F1923 | 2019-03-15 22:05 | 717
| South East - Tailem Bend #2 | F1923 | 2019-03-16 10:05 | 762
| South East - Tailem Bend #2 | F1923 | 2019-03-17 06:05 | 717
| South East - Tailem Bend #2 | F1923 | 2019-03-17 10:05 | 762
| South East - Tailem Bend #2 | F1923 | 2019-03-17 16:05 | 717
| South East - Tailem Bend #2 | F1923 | 2019-03-17 20:05 | 701
| South East - Tailem Bend #2 | F1923 | 2019-03-18 04:05 | 717
| South East - Tailem Bend #2 | F1923 | 2019-03-18 10:05 | 762
| South East - Tailem Bend #2 | F1923 | 2019-03-18 14:05 | 717
| South East - Tailem Bend #2 | F1923 | 2019-03-18 20:05 | 701
| South East - Tailem Bend #2 | F1923 | 2019-03-19 04:05 | 717
| South East - Tailem Bend #2 | F1923 | 2019-03-19 10:05 | 762
| South East - Tailem Bend #2 | F1923 | 2019-03-20 00:05 | 717
| South East - Tailem Bend #2 | F1923 | 2019-03-20 10:05 | 762
| South East - Tailem Bend #2 | F1923 | 2019-03-21 04:05 | 717
| South East - Tailem Bend #2 | F1923 | 2019-03-21 10:05 | 762
| South East - Tailem Bend #2 | F1923 | 2019-03-21 22:05 | 717
| South East - Tailem Bend #2 | F1923 | 2019-03-22 10:05 | 762
| South East - Tailem Bend #2 | F1923 | 2019-03-22 16:05 | 717
| South East - Tailem Bend #2 | F1923 | 2019-03-22 18:05 | 701
| South East - Tailem Bend #2 | F1923 | 2019-03-23 08:05 | 717
| South East - Tailem Bend #2 | F1923 | 2019-03-23 10:05 | 762
| South East - Tailem Bend #2 | F1923 | 2019-03-24 02:05 | 717
| South East - Tailem Bend #2 | F1923 | 2019-03-24 12:05 | 762
| South East - Tailem Bend #2 | F1923 | 2019-03-25 00:05 | 717
| South East - Tailem Bend #2 | F1923 | 2019-03-26 14:05 | 762
| South East - Tailem Bend #2 | F1923 | 2019-03-26 20:05 | 717
| South East - Tailem Bend #2 | F1923 | 2019-03-27 12:05 | 762
| South East - Tailem Bend #2 | F1923 | 2019-03-27 22:05 | 717
| South East - Tailem Bend #2 | F1923 | 2019-03-28 13:10 | 762
| South East - Tailem Bend #2 | F1923 | 2019-03-29 00:05 | 717
| South East - Tailem Bend #2 | F1923 | 2019-03-29 08:05 | 762
| South East - Tailem Bend #2 | F1923 | 2019-03-29 12:05 | 717
| South East - Tailem Bend #2 | F1923 | 2019-04-01 14:05 | 762
| South East - Tailem Bend #2 | F1923 | 2019-04-01 20:05 | 717
| South East - Tailem Bend #2 | F1923 | 2019-04-02 12:05 | 762
| South East - Tailem Bend #2 | F1923 | 2019-04-02 22:05 | 717
| South East - Tailem Bend #2 | F1923 | 2019-04-03 12:05 | 762
| South East - Tailem Bend #2 | F1923 | 2019-04-04 16:05 | 717
| South East - Tailem Bend #2 | F1923 | 2019-04-04 20:05 | 701
| South East - Tailem Bend #2 | F1923 | 2019-04-05 12:05 | 717
| South East - Tailem Bend #2 | F1923 | 2019-04-05 18:05 | 701
| South East - Tailem Bend #2 | F1923 | 2019-04-05 22:05 | 717
| South East - Tailem Bend #2 | F1923 | 2019-04-06 14:05 | 762
| South East - Tailem Bend #2 | F1923 | 2019-04-06 20:05 | 717
| South East - Tailem Bend #2 | F1923 | 2019-04-07 15:05 | 762
| South East - Tailem Bend #2 | F1923 | 2019-04-07 19:05 | 717
| South East - Tailem Bend #2 | F1923 | 2019-04-08 15:05 | 762
| South East - Tailem Bend #2 | F1923 | 2019-04-08 19:05 | 717
| South East - Tailem Bend #2 | F1923 | 2019-04-11 15:05 | 762
| South East - Tailem Bend #2 | F1923 | 2019-04-11 19:05 | 717
| South East - Tailem Bend #2 | F1923 | 2019-04-12 13:05 | 762
| South East - Tailem Bend #2 | F1923 | 2019-04-12 21:05 | 717
| South East - Tailem Bend #2 | F1923 | 2019-04-13 13:05 | 762
| South East - Tailem Bend #2 | F1923 | 2019-04-13 21:05 | 717
| South East - Tailem Bend #2 | F1923 | 2019-04-14 13:05 | 762
| South East - Tailem Bend #2 | F1923 | 2019-04-15 05:05 | 717
| South East - Tailem Bend #2 | F1923 | 2019-04-15 07:05 | 762
| South East - Tailem Bend #2 | F1923 | 2019-04-16 05:05 | 717
| South East - Tailem Bend #2 | F1923 | 2019-04-16 11:05 | 762
| South East - Tailem Bend #2 | F1923 | 2019-04-16 15:05 | 717
| South East - Tailem Bend #2 | F1923 | 2019-04-16 21:05 | 701
| South East - Tailem Bend #2 | F1923 | 2019-04-17 21:05 | 717
| South East - Tailem Bend #2 | F1923 | 2019-04-18 15:05 | 762
| South East - Tailem Bend #2 | F1923 | 2019-04-18 19:05 | 717
| South East - Tailem Bend #2 | F1923 | 2019-04-19 09:05 | 762
| South East - Tailem Bend #2 | F1923 | 2019-04-19 15:05 | 717
| South East - Tailem Bend #2 | F1923 | 2019-04-19 19:05 | 701
| South East - Tailem Bend #2 | F1923 | 2019-04-21 03:05 | 717
| South East - Tailem Bend #2 | F1923 | 2019-04-23 15:05 | 762
| South East - Tailem Bend #2 | F1923 | 2019-04-23 17:05 | 717
| South East - Tailem Bend #2 | F1923 | 2019-04-24 15:05 | 762
| South East - Tailem Bend #2 | F1923 | 2019-04-24 17:05 | 717
| South East - Tailem Bend #2 | F1923 | 2019-04-25 15:05 | 762
| South East - Tailem Bend #2 | F1923 | 2019-04-25 17:05 | 717
| South East - Tailem Bend #2 | F1923 | 2019-04-29 15:05 | 762
| South East - Tailem Bend #2 | F1923 | 2019-04-29 19:05 | 717
| South East - Tailem Bend #2 | F1923 | 2019-04-30 13:05 | 762
| South East - Tailem Bend #2 | F1923 | 2019-04-30 21:05 | 717
| South East - Tailem Bend #2 | F1923 | 2019-05-15 15:05 | 762
| South East - Tailem Bend #2 | F1923 | 2019-05-15 19:05 | 717
| South East - Tailem Bend #2 | F1923 | 2019-05-16 17:05 | 762
| South East - Tailem Bend #2 | F1923 | 2019-05-16 19:05 | 717
| South East - Tailem Bend #2 | F1923 | 2019-05-17 15:05 | 762
| South East - Tailem Bend #2 | F1923 | 2019-05-17 19:05 | 717
| South East - Tailem Bend #2 | F1923 | 2019-05-18 13:05 | 762
| South East - Tailem Bend #2 | F1923 | 2019-05-19 15:05 | 717
| South East - Tailem Bend #2 | F1923 | 2019-05-21 16:10 | 762
| South East - Tailem Bend #2 | F1923 | 2019-05-21 19:05 | 717
| South East - Tailem Bend #2 | F1923 | 2019-05-22 13:05 | 762
| South East - Tailem Bend #2 | F1923 | 2019-05-22 19:05 | 717
| South East - Tailem Bend #2 | F1923 | 2019-05-23 13:05 | 762
| South East - Tailem Bend #2 | F1923 | 2019-05-23 19:05 | 717
| South East - Tailem Bend #2 | F1923 | 2019-05-24 13:05 | 762
| South East - Tailem Bend #2 | F1923 | 2019-05-24 17:05 | 717
| South East - Tailem Bend #2 | F1923 | 2019-05-31 | 762
| Tailem Bend - Cherry Gardens | F1944 | 2016-08-15 11:55 | 476
| Tailem Bend - Cherry Gardens | F1944 | 2016-08-15 12:00 | 677
| Tailem Bend - Cherry Gardens | F1944 | 2016-08-15 12:00 | 684
| Tailem Bend - Cherry Gardens | F1944 | 2016-08-28 16:05 | 677
| Tailem Bend - Cherry Gardens | F1944 | 2016-08-28 20:05 | 617
| Tailem Bend - Cherry Gardens | F1944 | 2016-08-29 16:05 | 677
| Tailem Bend - Cherry Gardens | F1944 | 2016-08-29 18:05 | 617
| Tailem Bend - Cherry Gardens | F1944 | 2016-09-06 14:05 | 677
| Tailem Bend - Cherry Gardens | F1944 | 2016-09-06 20:05 | 617
| Tailem Bend - Cherry Gardens | F1944 | 2016-09-07 12:05 | 677
| Tailem Bend - Cherry Gardens | F1944 | 2016-09-08 06:05 | 617
| Tailem Bend - Cherry Gardens | F1944 | 2016-10-02 00:05 | 677
| Tailem Bend - Cherry Gardens | F1944 | 2016-10-02 04:05 | 617
| Tailem Bend - Cherry Gardens | F1944 | 2016-10-06 10:05 | 677
| Tailem Bend - Cherry Gardens | F1944 | 2016-10-07 04:05 | 617
| Tailem Bend - Cherry Gardens | F1944 | 2016-10-07 10:05 | 677
| Tailem Bend - Cherry Gardens | F1944 | 2016-10-07 20:05 | 617
| Tailem Bend - Cherry Gardens | F1944 | 2016-10-08 14:05 | 677
| Tailem Bend - Cherry Gardens | F1944 | 2016-10-09 14:05 | 617
| Tailem Bend - Cherry Gardens | F1944 | 2016-10-14 12:05 | 677
| Tailem Bend - Cherry Gardens | F1944 | 2016-10-14 22:05 | 617
| Tailem Bend - Cherry Gardens | F1944 | 2016-10-15 10:05 | 677
| Tailem Bend - Cherry Gardens | F1944 | 2016-10-16 04:05 | 617
| Tailem Bend - Cherry Gardens | F1944 | 2016-10-20 10:05 | 677
| Tailem Bend - Cherry Gardens | F1944 | 2016-10-21 00:05 | 617
| Tailem Bend - Cherry Gardens | F1944 | 2016-10-24 14:05 | 677
| Tailem Bend - Cherry Gardens | F1944 | 2016-10-24 22:05 | 617
| Tailem Bend - Cherry Gardens | F1944 | 2016-10-25 10:05 | 677
| Tailem Bend - Cherry Gardens | F1944 | 2016-10-26 00:05 | 617
| Tailem Bend - Cherry Gardens | F1944 | 2016-10-28 14:05 | 677
| Tailem Bend - Cherry Gardens | F1944 | 2016-10-28 20:05 | 617
| Tailem Bend - Cherry Gardens | F1944 | 2016-10-29 10:05 | 677
| Tailem Bend - Cherry Gardens | F1944 | 2016-10-30 04:05 | 617
| Tailem Bend - Cherry Gardens | F1944 | 2016-11-03 14:05 | 677
| Tailem Bend - Cherry Gardens | F1944 | 2016-11-03 22:05 | 617
| Tailem Bend - Cherry Gardens | F1944 | 2016-11-04 12:05 | 677
| Tailem Bend - Cherry Gardens | F1944 | 2016-11-04 18:05 | 617
| Tailem Bend - Cherry Gardens | F1944 | 2016-11-06 16:05 | 677
| Tailem Bend - Cherry Gardens | F1944 | 2016-11-06 22:05 | 617
| Tailem Bend - Cherry Gardens | F1944 | 2016-11-07 04:05 | 677
| Tailem Bend - Cherry Gardens | F1944 | 2016-11-07 06:05 | 617
| Tailem Bend - Cherry Gardens | F1944 | 2016-11-07 10:05 | 677
| Tailem Bend - Cherry Gardens | F1944 | 2016-11-07 20:05 | 617
| Tailem Bend - Cherry Gardens | F1944 | 2016-11-09 16:05 | 677
| Tailem Bend - Cherry Gardens | F1944 | 2016-11-09 20:05 | 617
| Tailem Bend - Cherry Gardens | F1944 | 2016-11-10 12:05 | 677
| Tailem Bend - Cherry Gardens | F1944 | 2016-11-10 20:05 | 617
| Tailem Bend - Cherry Gardens | F1944 | 2016-11-11 08:05 | 677
| Tailem Bend - Cherry Gardens | F1944 | 2016-11-12 00:05 | 617
| Tailem Bend - Cherry Gardens | F1944 | 2016-11-16 12:05 | 677
| Tailem Bend - Cherry Gardens | F1944 | 2016-11-17 12:55 | 617
| Tailem Bend - Cherry Gardens | F1944 | 2016-11-17 20:05 | 597
| Tailem Bend - Cherry Gardens | F1944 | 2016-11-18 02:05 | 617
| Tailem Bend - Cherry Gardens | F1944 | 2016-11-18 12:05 | 677
| Tailem Bend - Cherry Gardens | F1944 | 2016-11-18 22:05 | 617
| Tailem Bend - Cherry Gardens | F1944 | 2016-11-19 10:05 | 677
| Tailem Bend - Cherry Gardens | F1944 | 2016-11-20 06:05 | 617
| Tailem Bend - Cherry Gardens | F1944 | 2016-11-20 08:05 | 677
| Tailem Bend - Cherry Gardens | F1944 | 2016-11-20 12:05 | 617
| Tailem Bend - Cherry Gardens | F1944 | 2016-11-20 22:05 | 597
| Tailem Bend - Cherry Gardens | F1944 | 2016-11-21 22:05 | 617
| Tailem Bend - Cherry Gardens | F1944 | 2016-11-25 14:05 | 677
| Tailem Bend - Cherry Gardens | F1944 | 2016-11-25 18:05 | 617
| Tailem Bend - Cherry Gardens | F1944 | 2016-11-26 12:05 | 677
| Tailem Bend - Cherry Gardens | F1944 | 2016-11-26 20:05 | 617
| Tailem Bend - Cherry Gardens | F1944 | 2016-11-27 12:05 | 677
| Tailem Bend - Cherry Gardens | F1944 | 2016-11-27 22:05 | 617
| Tailem Bend - Cherry Gardens | F1944 | 2016-11-28 10:05 | 677
| Tailem Bend - Cherry Gardens | F1944 | 2016-11-29 02:05 | 617
| Tailem Bend - Cherry Gardens | F1944 | 2016-11-29 10:05 | 677
| Tailem Bend - Cherry Gardens | F1944 | 2016-11-29 22:05 | 617
| Tailem Bend - Cherry Gardens | F1944 | 2016-11-30 12:05 | 677
| Tailem Bend - Cherry Gardens | F1944 | 2016-11-30 20:05 | 617
| Tailem Bend - Cherry Gardens | F1944 | 2016-12-01 12:05 | 677
| Tailem Bend - Cherry Gardens | F1944 | 2016-12-01 20:05 | 617
| Tailem Bend - Cherry Gardens | F1944 | 2016-12-02 12:05 | 677
| Tailem Bend - Cherry Gardens | F1944 | 2016-12-02 20:05 | 617
| Tailem Bend - Cherry Gardens | F1944 | 2016-12-03 10:05 | 677
| Tailem Bend - Cherry Gardens | F1944 | 2016-12-03 16:05 | 617
| Tailem Bend - Cherry Gardens | F1944 | 2016-12-03 18:05 | 597
| Tailem Bend - Cherry Gardens | F1944 | 2016-12-05 00:05 | 617
| Tailem Bend - Cherry Gardens | F1944 | 2016-12-05 12:05 | 677
| Tailem Bend - Cherry Gardens | F1944 | 2016-12-05 20:05 | 617
| Tailem Bend - Cherry Gardens | F1944 | 2016-12-06 12:05 | 677
| Tailem Bend - Cherry Gardens | F1944 | 2016-12-06 22:05 | 617
| Tailem Bend - Cherry Gardens | F1944 | 2016-12-07 10:05 | 677
| Tailem Bend - Cherry Gardens | F1944 | 2016-12-08 04:05 | 617
| Tailem Bend - Cherry Gardens | F1944 | 2016-12-10 12:05 | 677
| Tailem Bend - Cherry Gardens | F1944 | 2016-12-10 22:05 | 617
| Tailem Bend - Cherry Gardens | F1944 | 2016-12-11 10:05 | 677
| Tailem Bend - Cherry Gardens | F1944 | 2016-12-12 06:05 | 617
| Tailem Bend - Cherry Gardens | F1944 | 2016-12-12 08:05 | 677
| Tailem Bend - Cherry Gardens | F1944 | 2016-12-12 12:05 | 617
| Tailem Bend - Cherry Gardens | F1944 | 2016-12-12 22:05 | 597
| Tailem Bend - Cherry Gardens | F1944 | 2016-12-13 10:05 | 617
| Tailem Bend - Cherry Gardens | F1944 | 2016-12-13 20:05 | 597
| Tailem Bend - Cherry Gardens | F1944 | 2016-12-14 04:05 | 617
| Tailem Bend - Cherry Gardens | F1944 | 2016-12-14 14:05 | 677
| Tailem Bend - Cherry Gardens | F1944 | 2016-12-14 18:05 | 617
| Tailem Bend - Cherry Gardens | F1944 | 2016-12-15 16:05 | 677
| Tailem Bend - Cherry Gardens | F1944 | 2016-12-15 20:05 | 617
| Tailem Bend - Cherry Gardens | F1944 | 2016-12-16 12:05 | 677
| Tailem Bend - Cherry Gardens | F1944 | 2016-12-16 22:05 | 617
| Tailem Bend - Cherry Gardens | F1944 | 2016-12-18 14:05 | 677
| Tailem Bend - Cherry Gardens | F1944 | 2016-12-19 12:05 | 617
| Tailem Bend - Cherry Gardens | F1944 | 2016-12-19 20:05 | 597
| Tailem Bend - Cherry Gardens | F1944 | 2016-12-20 02:05 | 617
| Tailem Bend - Cherry Gardens | F1944 | 2016-12-20 14:05 | 677
| Tailem Bend - Cherry Gardens | F1944 | 2016-12-20 20:05 | 617
| Tailem Bend - Cherry Gardens | F1944 | 2016-12-21 12:05 | 677
| Tailem Bend - Cherry Gardens | F1944 | 2016-12-21 20:05 | 617
| Tailem Bend - Cherry Gardens | F1944 | 2016-12-22 10:05 | 677
| Tailem Bend - Cherry Gardens | F1944 | 2016-12-22 16:05 | 617
| Tailem Bend - Cherry Gardens | F1944 | 2016-12-22 20:05 | 597
| Tailem Bend - Cherry Gardens | F1944 | 2016-12-23 10:05 | 617
| Tailem Bend - Cherry Gardens | F1944 | 2016-12-23 20:05 | 597
| Tailem Bend - Cherry Gardens | F1944 | 2016-12-24 06:05 | 617
| Tailem Bend - Cherry Gardens | F1944 | 2016-12-24 08:05 | 677
| Tailem Bend - Cherry Gardens | F1944 | 2016-12-24 12:05 | 617
| Tailem Bend - Cherry Gardens | F1944 | 2016-12-24 22:05 | 597
| Tailem Bend - Cherry Gardens | F1944 | 2016-12-25 06:05 | 617
| Tailem Bend - Cherry Gardens | F1944 | 2016-12-25 08:05 | 677
| Tailem Bend - Cherry Gardens | F1944 | 2016-12-25 10:05 | 617
| Tailem Bend - Cherry Gardens | F1944 | 2016-12-26 00:05 | 597
| Tailem Bend - Cherry Gardens | F1944 | 2016-12-28 16:05 | 617
| Tailem Bend - Cherry Gardens | F1944 | 2016-12-28 18:05 | 597
| Tailem Bend - Cherry Gardens | F1944 | 2016-12-29 04:05 | 617
| Tailem Bend - Cherry Gardens | F1944 | 2016-12-29 10:05 | 677
| Tailem Bend - Cherry Gardens | F1944 | 2016-12-30 02:05 | 617
| Tailem Bend - Cherry Gardens | F1944 | 2016-12-30 12:05 | 677
| Tailem Bend - Cherry Gardens | F1944 | 2016-12-31 00:05 | 617
| Tailem Bend - Cherry Gardens | F1944 | 2016-12-31 12:05 | 677
| Tailem Bend - Cherry Gardens | F1944 | 2017-01-01 00:05 | 617
| Tailem Bend - Cherry Gardens | F1944 | 2017-01-01 12:05 | 677
| Tailem Bend - Cherry Gardens | F1944 | 2017-01-01 20:05 | 617
| Tailem Bend - Cherry Gardens | F1944 | 2017-01-02 12:05 | 677
| Tailem Bend - Cherry Gardens | F1944 | 2017-01-02 20:05 | 617
| Tailem Bend - Cherry Gardens | F1944 | 2017-01-03 12:05 | 677
| Tailem Bend - Cherry Gardens | F1944 | 2017-01-04 12:05 | 617
| Tailem Bend - Cherry Gardens | F1944 | 2017-01-04 20:05 | 597
| Tailem Bend - Cherry Gardens | F1944 | 2017-01-05 12:05 | 617
| Tailem Bend - Cherry Gardens | F1944 | 2017-01-05 22:05 | 597
| Tailem Bend - Cherry Gardens | F1944 | 2017-01-06 10:05 | 617
| Tailem Bend - Cherry Gardens | F1944 | 2017-01-07 22:05 | 597
| Tailem Bend - Cherry Gardens | F1944 | 2017-01-10 04:05 | 617
| Tailem Bend - Cherry Gardens | F1944 | 2017-01-10 08:05 | 677
| Tailem Bend - Cherry Gardens | F1944 | 2017-01-11 00:05 | 617
| Tailem Bend - Cherry Gardens | F1944 | 2017-01-11 10:05 | 677
| Tailem Bend - Cherry Gardens | F1944 | 2017-01-12 00:05 | 617
| Tailem Bend - Cherry Gardens | F1944 | 2017-01-12 09:45 | 677
| Tailem Bend - Cherry Gardens | F1944 | 2017-01-12 10:05 | 617
| Tailem Bend - Cherry Gardens | F1944 | 2017-01-12 10:20 | 677
| Tailem Bend - Cherry Gardens | F1944 | 2017-01-12 13:50 | 617
| Tailem Bend - Cherry Gardens | F1944 | 2017-01-13 00:05 | 597
| Tailem Bend - Cherry Gardens | F1944 | 2017-01-13 04:05 | 617
| Tailem Bend - Cherry Gardens | F1944 | 2017-01-13 06:05 | 597
| Tailem Bend - Cherry Gardens | F1944 | 2017-01-13 22:05 | 617
| Tailem Bend - Cherry Gardens | F1944 | 2017-01-14 12:05 | 677
| Tailem Bend - Cherry Gardens | F1944 | 2017-01-14 22:05 | 617
| Tailem Bend - Cherry Gardens | F1944 | 2017-01-15 12:05 | 677
| Tailem Bend - Cherry Gardens | F1944 | 2017-01-16 04:05 | 617
| Tailem Bend - Cherry Gardens | F1944 | 2017-01-16 10:05 | 677
| Tailem Bend - Cherry Gardens | F1944 | 2017-01-16 14:05 | 617
| Tailem Bend - Cherry Gardens | F1944 | 2017-01-16 22:05 | 597
| Tailem Bend - Cherry Gardens | F1944 | 2017-01-17 12:00 | 617
| Tailem Bend - Cherry Gardens | F1944 | 2017-01-17 22:05 | 597
| Tailem Bend - Cherry Gardens | F1944 | 2017-01-18 06:05 | 617
| Tailem Bend - Cherry Gardens | F1944 | 2017-01-18 12:05 | 677
| Tailem Bend - Cherry Gardens | F1944 | 2017-01-18 22:05 | 617
| Tailem Bend - Cherry Gardens | F1944 | 2017-01-19 04:05 | 677
| Tailem Bend - Cherry Gardens | F1944 | 2017-01-19 14:05 | 617
| Tailem Bend - Cherry Gardens | F1944 | 2017-01-19 22:05 | 597
| Tailem Bend - Cherry Gardens | F1944 | 2017-01-20 08:05 | 617
| Tailem Bend - Cherry Gardens | F1944 | 2017-01-20 12:05 | 677
| Tailem Bend - Cherry Gardens | F1944 | 2017-01-20 20:05 | 617
| Tailem Bend - Cherry Gardens | F1944 | 2017-01-21 12:05 | 677
| Tailem Bend - Cherry Gardens | F1944 | 2017-01-22 00:05 | 617
| Tailem Bend - Cherry Gardens | F1944 | 2017-01-22 04:05 | 677
| Tailem Bend - Cherry Gardens | F1944 | 2017-01-22 14:05 | 617
| Tailem Bend - Cherry Gardens | F1944 | 2017-01-22 22:05 | 597
| Tailem Bend - Cherry Gardens | F1944 | 2017-01-23 10:05 | 617
| Tailem Bend - Cherry Gardens | F1944 | 2017-01-23 12:05 | 597
| Tailem Bend - Cherry Gardens | F1944 | 2017-01-24 02:05 | 617
| Tailem Bend - Cherry Gardens | F1944 | 2017-01-24 10:05 | 677
| Tailem Bend - Cherry Gardens | F1944 | 2017-01-24 20:05 | 617
| Tailem Bend - Cherry Gardens | F1944 | 2017-01-25 12:05 | 677
| Tailem Bend - Cherry Gardens | F1944 | 2017-01-25 22:05 | 617
| Tailem Bend - Cherry Gardens | F1944 | 2017-01-26 12:05 | 677
| Tailem Bend - Cherry Gardens | F1944 | 2017-01-26 22:05 | 617
| Tailem Bend - Cherry Gardens | F1944 | 2017-01-27 10:05 | 677
| Tailem Bend - Cherry Gardens | F1944 | 2017-01-27 16:05 | 617
| Tailem Bend - Cherry Gardens | F1944 | 2017-01-27 22:05 | 597
| Tailem Bend - Cherry Gardens | F1944 | 2017-01-28 04:05 | 617
| Tailem Bend - Cherry Gardens | F1944 | 2017-01-28 10:05 | 677
| Tailem Bend - Cherry Gardens | F1944 | 2017-01-28 14:05 | 617
| Tailem Bend - Cherry Gardens | F1944 | 2017-01-28 20:05 | 597
| Tailem Bend - Cherry Gardens | F1944 | 2017-01-29 04:05 | 617
| Tailem Bend - Cherry Gardens | F1944 | 2017-01-29 10:05 | 677
| Tailem Bend - Cherry Gardens | F1944 | 2017-01-29 12:05 | 617
| Tailem Bend - Cherry Gardens | F1944 | 2017-01-30 00:05 | 597
| Tailem Bend - Cherry Gardens | F1944 | 2017-01-30 06:05 | 617
| Tailem Bend - Cherry Gardens | F1944 | 2017-01-30 08:05 | 597
| Tailem Bend - Cherry Gardens | F1944 | 2017-01-31 04:05 | 617
| Tailem Bend - Cherry Gardens | F1944 | 2017-01-31 12:05 | 677
| Tailem Bend - Cherry Gardens | F1944 | 2017-01-31 22:05 | 617
| Tailem Bend - Cherry Gardens | F1944 | 2017-02-01 12:05 | 677
| Tailem Bend - Cherry Gardens | F1944 | 2017-02-01 22:05 | 617
| Tailem Bend - Cherry Gardens | F1944 | 2017-02-02 11:45 | 677
| Tailem Bend - Cherry Gardens | F1944 | 2017-02-02 22:05 | 617
| Tailem Bend - Cherry Gardens | F1944 | 2017-02-03 10:05 | 677
| Tailem Bend - Cherry Gardens | F1944 | 2017-02-04 04:05 | 617
| Tailem Bend - Cherry Gardens | F1944 | 2017-02-04 08:05 | 677
| Tailem Bend - Cherry Gardens | F1944 | 2017-02-06 04:05 | 617
| Tailem Bend - Cherry Gardens | F1944 | 2017-02-07 12:05 | 677
| Tailem Bend - Cherry Gardens | F1944 | 2017-02-08 09:40 | 617
| Tailem Bend - Cherry Gardens | F1944 | 2017-02-09 04:05 | 597
| Tailem Bend - Cherry Gardens | F1944 | 2017-02-09 10:05 | 617
| Tailem Bend - Cherry Gardens | F1944 | 2017-02-10 00:05 | 597
| Tailem Bend - Cherry Gardens | F1944 | 2017-02-10 10:05 | 617
| Tailem Bend - Cherry Gardens | F1944 | 2017-02-11 00:05 | 597
| Tailem Bend - Cherry Gardens | F1944 | 2017-02-11 12:05 | 617
| Tailem Bend - Cherry Gardens | F1944 | 2017-02-11 20:05 | 597
| Tailem Bend - Cherry Gardens | F1944 | 2017-02-12 00:05 | 617
| Tailem Bend - Cherry Gardens | F1944 | 2017-02-12 12:05 | 677
| Tailem Bend - Cherry Gardens | F1944 | 2017-02-12 20:05 | 617
| Tailem Bend - Cherry Gardens | F1944 | 2017-02-13 14:05 | 677
| Tailem Bend - Cherry Gardens | F1944 | 2017-02-13 20:05 | 617
| Tailem Bend - Cherry Gardens | F1944 | 2017-02-14 12:05 | 677
| Tailem Bend - Cherry Gardens | F1944 | 2017-02-15 14:05 | 617
| Tailem Bend - Cherry Gardens | F1944 | 2017-02-15 16:05 | 597
| Tailem Bend - Cherry Gardens | F1944 | 2017-02-16 02:05 | 617
| Tailem Bend - Cherry Gardens | F1944 | 2017-02-16 10:05 | 677
| Tailem Bend - Cherry Gardens | F1944 | 2017-02-16 22:05 | 617
| Tailem Bend - Cherry Gardens | F1944 | 2017-02-17 16:05 | 677
| Tailem Bend - Cherry Gardens | F1944 | 2017-02-17 22:05 | 617
| Tailem Bend - Cherry Gardens | F1944 | 2017-02-20 14:05 | 677
| Tailem Bend - Cherry Gardens | F1944 | 2017-02-20 20:05 | 617
| Tailem Bend - Cherry Gardens | F1944 | 2017-02-21 12:05 | 677
| Tailem Bend - Cherry Gardens | F1944 | 2017-02-23 00:05 | 617
| Tailem Bend - Cherry Gardens | F1944 | 2017-02-23 10:05 | 677
| Tailem Bend - Cherry Gardens | F1944 | 2017-02-23 22:05 | 617
| Tailem Bend - Cherry Gardens | F1944 | 2017-02-24 14:05 | 677
| Tailem Bend - Cherry Gardens | F1944 | 2017-02-24 18:05 | 617
| Tailem Bend - Cherry Gardens | F1944 | 2017-02-25 14:05 | 677
| Tailem Bend - Cherry Gardens | F1944 | 2017-02-25 20:05 | 617
| Tailem Bend - Cherry Gardens | F1944 | 2017-02-26 12:05 | 677
| Tailem Bend - Cherry Gardens | F1944 | 2017-02-27 00:05 | 617
| Tailem Bend - Cherry Gardens | F1944 | 2017-02-27 10:05 | 677
| Tailem Bend - Cherry Gardens | F1944 | 2017-02-27 14:05 | 617
| Tailem Bend - Cherry Gardens | F1944 | 2017-02-27 22:05 | 597
| Tailem Bend - Cherry Gardens | F1944 | 2017-02-28 10:05 | 617
| Tailem Bend - Cherry Gardens | F1944 | 2017-03-01 00:05 | 597
| Tailem Bend - Cherry Gardens | F1944 | 2017-03-01 10:05 | 617
| Tailem Bend - Cherry Gardens | F1944 | 2017-03-02 00:05 | 597
| Tailem Bend - Cherry Gardens | F1944 | 2017-03-02 12:05 | 617
| Tailem Bend - Cherry Gardens | F1944 | 2017-03-02 20:05 | 597
| Tailem Bend - Cherry Gardens | F1944 | 2017-03-03 06:05 | 617
| Tailem Bend - Cherry Gardens | F1944 | 2017-03-03 08:05 | 677
| Tailem Bend - Cherry Gardens | F1944 | 2017-03-03 10:50 | 617
| Tailem Bend - Cherry Gardens | F1944 | 2017-03-03 10:55 | 522
| Tailem Bend - Cherry Gardens | F1944 | 2017-03-03 10:55 | 617
| Tailem Bend - Cherry Gardens | F1944 | 2017-03-05 10:15 | 522
| Tailem Bend - Cherry Gardens | F1944 | 2017-03-05 12:05 | 677
| Tailem Bend - Cherry Gardens | F1944 | 2017-03-05 20:05 | 617
| Tailem Bend - Cherry Gardens | F1944 | 2017-03-06 12:05 | 677
| Tailem Bend - Cherry Gardens | F1944 | 2017-03-06 22:05 | 617
| Tailem Bend - Cherry Gardens | F1944 | 2017-03-07 04:05 | 677
| Tailem Bend - Cherry Gardens | F1944 | 2017-03-07 16:05 | 617
| Tailem Bend - Cherry Gardens | F1944 | 2017-03-07 20:05 | 597
| Tailem Bend - Cherry Gardens | F1944 | 2017-03-08 08:05 | 617
| Tailem Bend - Cherry Gardens | F1944 | 2017-03-08 09:20 | 677
| Tailem Bend - Cherry Gardens | F1944 | 2017-03-08 14:05 | 617
| Tailem Bend - Cherry Gardens | F1944 | 2017-03-08 20:05 | 597
| Tailem Bend - Cherry Gardens | F1944 | 2017-03-09 06:05 | 617
| Tailem Bend - Cherry Gardens | F1944 | 2017-03-09 10:05 | 677
| Tailem Bend - Cherry Gardens | F1944 | 2017-03-09 10:10 | 617
| Tailem Bend - Cherry Gardens | F1944 | 2017-03-09 10:15 | 677
| Tailem Bend - Cherry Gardens | F1944 | 2017-03-09 14:05 | 617
| Tailem Bend - Cherry Gardens | F1944 | 2017-03-09 20:05 | 597
| Tailem Bend - Cherry Gardens | F1944 | 2017-03-10 04:05 | 617
| Tailem Bend - Cherry Gardens | F1944 | 2017-03-10 11:35 | 677
| Tailem Bend - Cherry Gardens | F1944 | 2017-03-10 16:05 | 617
| Tailem Bend - Cherry Gardens | F1944 | 2017-03-10 20:05 | 597
| Tailem Bend - Cherry Gardens | F1944 | 2017-03-12 00:05 | 617
| Tailem Bend - Cherry Gardens | F1944 | 2017-03-13 14:05 | 677
| Tailem Bend - Cherry Gardens | F1944 | 2017-03-13 20:05 | 617
| Tailem Bend - Cherry Gardens | F1944 | 2017-03-14 10:05 | 677
| Tailem Bend - Cherry Gardens | F1944 | 2017-03-15 12:05 | 617
| Tailem Bend - Cherry Gardens | F1944 | 2017-03-15 22:05 | 597
| Tailem Bend - Cherry Gardens | F1944 | 2017-03-16 04:05 | 617
| Tailem Bend - Cherry Gardens | F1944 | 2017-03-16 12:25 | 677
| Tailem Bend - Cherry Gardens | F1944 | 2017-03-16 20:05 | 617
| Tailem Bend - Cherry Gardens | F1944 | 2017-03-17 14:05 | 677
| Tailem Bend - Cherry Gardens | F1944 | 2017-03-17 22:05 | 617
| Tailem Bend - Cherry Gardens | F1944 | 2017-03-18 10:05 | 677
| Tailem Bend - Cherry Gardens | F1944 | 2017-03-18 16:05 | 617
| Tailem Bend - Cherry Gardens | F1944 | 2017-03-18 18:05 | 597
| Tailem Bend - Cherry Gardens | F1944 | 2017-03-19 04:05 | 617
| Tailem Bend - Cherry Gardens | F1944 | 2017-03-19 10:05 | 677
| Tailem Bend - Cherry Gardens | F1944 | 2017-03-19 12:05 | 617
| Tailem Bend - Cherry Gardens | F1944 | 2017-03-19 22:05 | 597
| Tailem Bend - Cherry Gardens | F1944 | 2017-03-20 12:05 | 617
| Tailem Bend - Cherry Gardens | F1944 | 2017-03-20 14:05 | 597
| Tailem Bend - Cherry Gardens | F1944 | 2017-03-22 02:05 | 617
| Tailem Bend - Cherry Gardens | F1944 | 2017-03-22 14:05 | 677
| Tailem Bend - Cherry Gardens | F1944 | 2017-03-22 22:05 | 617
| Tailem Bend - Cherry Gardens | F1944 | 2017-03-23 12:05 | 677
| Tailem Bend - Cherry Gardens | F1944 | 2017-03-24 16:05 | 617
| Tailem Bend - Cherry Gardens | F1944 | 2017-03-24 20:05 | 597
| Tailem Bend - Cherry Gardens | F1944 | 2017-03-26 14:05 | 617
| Tailem Bend - Cherry Gardens | F1944 | 2017-03-27 04:05 | 597
| Tailem Bend - Cherry Gardens | F1944 | 2017-03-27 22:05 | 617
| Tailem Bend - Cherry Gardens | F1944 | 2017-03-28 14:05 | 677
| Tailem Bend - Cherry Gardens | F1944 | 2017-03-28 22:05 | 617
| Tailem Bend - Cherry Gardens | F1944 | 2017-03-29 14:05 | 677
| Tailem Bend - Cherry Gardens | F1944 | 2017-03-29 16:05 | 617
| Tailem Bend - Cherry Gardens | F1944 | 2017-04-01 14:05 | 677
| Tailem Bend - Cherry Gardens | F1944 | 2017-04-01 18:05 | 617
| Tailem Bend - Cherry Gardens | F1944 | 2017-04-03 16:05 | 677
| Tailem Bend - Cherry Gardens | F1944 | 2017-04-03 18:05 | 617
| Tailem Bend - Cherry Gardens | F1944 | 2017-04-04 12:05 | 677
| Tailem Bend - Cherry Gardens | F1944 | 2017-04-05 02:05 | 617
| Tailem Bend - Cherry Gardens | F1944 | 2017-04-05 04:05 | 677
| Tailem Bend - Cherry Gardens | F1944 | 2017-04-05 06:05 | 617
| Tailem Bend - Cherry Gardens | F1944 | 2017-04-05 12:05 | 677
| Tailem Bend - Cherry Gardens | F1944 | 2017-04-05 22:05 | 617
| Tailem Bend - Cherry Gardens | F1944 | 2017-04-06 12:05 | 677
| Tailem Bend - Cherry Gardens | F1944 | 2017-04-07 00:05 | 617
| Tailem Bend - Cherry Gardens | F1944 | 2017-04-07 02:05 | 677
| Tailem Bend - Cherry Gardens | F1944 | 2017-04-07 06:05 | 617
| Tailem Bend - Cherry Gardens | F1944 | 2017-04-07 10:05 | 677
| Tailem Bend - Cherry Gardens | F1944 | 2017-04-08 00:05 | 617
| Tailem Bend - Cherry Gardens | F1944 | 2017-04-08 10:05 | 677
| Tailem Bend - Cherry Gardens | F1944 | 2017-04-08 20:05 | 617
| Tailem Bend - Cherry Gardens | F1944 | 2017-04-12 14:15 | 677
| Tailem Bend - Cherry Gardens | F1944 | 2017-04-12 20:05 | 617
| Tailem Bend - Cherry Gardens | F1944 | 2017-04-13 12:05 | 677
| Tailem Bend - Cherry Gardens | F1944 | 2017-04-13 22:05 | 617
| Tailem Bend - Cherry Gardens | F1944 | 2017-04-14 12:05 | 677
| Tailem Bend - Cherry Gardens | F1944 | 2017-04-14 20:05 | 617
| Tailem Bend - Cherry Gardens | F1944 | 2017-04-15 12:05 | 677
| Tailem Bend - Cherry Gardens | F1944 | 2017-04-15 20:05 | 617
| Tailem Bend - Cherry Gardens | F1944 | 2017-04-16 14:05 | 677
| Tailem Bend - Cherry Gardens | F1944 | 2017-04-16 20:05 | 617
| Tailem Bend - Cherry Gardens | F1944 | 2017-04-17 12:05 | 677
| Tailem Bend - Cherry Gardens | F1944 | 2017-04-20 04:05 | 617
| Tailem Bend - Cherry Gardens | F1944 | 2017-04-20 16:05 | 677
| Tailem Bend - Cherry Gardens | F1944 | 2017-04-20 22:05 | 617
| Tailem Bend - Cherry Gardens | F1944 | 2017-04-21 14:05 | 677
| Tailem Bend - Cherry Gardens | F1944 | 2017-04-21 20:05 | 617
| Tailem Bend - Cherry Gardens | F1944 | 2017-04-22 12:05 | 677
| Tailem Bend - Cherry Gardens | F1944 | 2017-04-22 20:05 | 617
| Tailem Bend - Cherry Gardens | F1944 | 2017-04-23 12:05 | 677
| Tailem Bend - Cherry Gardens | F1944 | 2017-04-24 02:05 | 617
| Tailem Bend - Cherry Gardens | F1944 | 2017-05-15 16:05 | 677
| Tailem Bend - Cherry Gardens | F1944 | 2017-05-15 18:05 | 617
| Tailem Bend - Cherry Gardens | F1944 | 2017-05-21 14:05 | 677
| Tailem Bend - Cherry Gardens | F1944 | 2017-05-21 20:05 | 617
| Tailem Bend - Cherry Gardens | F1944 | 2017-05-26 16:05 | 677
| Tailem Bend - Cherry Gardens | F1944 | 2017-05-26 18:05 | 617
| Tailem Bend - Cherry Gardens | F1944 | 2017-07-29 12:05 | 677
| Tailem Bend - Cherry Gardens | F1944 | 2017-07-29 14:05 | 617
| Tailem Bend - Cherry Gardens | F1944 | 2017-08-13 14:05 | 677
| Tailem Bend - Cherry Gardens | F1944 | 2017-08-13 20:05 | 617
| Tailem Bend - Cherry Gardens | F1944 | 2017-09-01 16:05 | 677
| Tailem Bend - Cherry Gardens | F1944 | 2017-09-01 18:05 | 617
| Tailem Bend - Cherry Gardens | F1944 | 2017-09-11 12:05 | 677
| Tailem Bend - Cherry Gardens | F1944 | 2017-09-11 20:05 | 617
| Tailem Bend - Cherry Gardens | F1944 | 2017-09-12 12:05 | 677
| Tailem Bend - Cherry Gardens | F1944 | 2017-09-12 16:05 | 617
| Tailem Bend - Cherry Gardens | F1944 | 2017-09-17 14:05 | 677
| Tailem Bend - Cherry Gardens | F1944 | 2017-09-17 22:05 | 617
| Tailem Bend - Cherry Gardens | F1944 | 2017-09-20 16:05 | 677
| Tailem Bend - Cherry Gardens | F1944 | 2017-09-20 20:05 | 617
| Tailem Bend - Cherry Gardens | F1944 | 2017-09-22 12:05 | 677
| Tailem Bend - Cherry Gardens | F1944 | 2017-09-23 02:05 | 617
| Tailem Bend - Cherry Gardens | F1944 | 2017-09-26 16:05 | 677
| Tailem Bend - Cherry Gardens | F1944 | 2017-09-27 04:05 | 617
| Tailem Bend - Cherry Gardens | F1944 | 2017-09-27 10:05 | 677
| Tailem Bend - Cherry Gardens | F1944 | 2017-09-27 20:05 | 617
| Tailem Bend - Cherry Gardens | F1944 | 2017-10-02 16:05 | 677
| Tailem Bend - Cherry Gardens | F1944 | 2017-10-02 20:05 | 617
| Tailem Bend - Cherry Gardens | F1944 | 2017-10-03 12:05 | 677
| Tailem Bend - Cherry Gardens | F1944 | 2017-10-03 22:05 | 617
| Tailem Bend - Cherry Gardens | F1944 | 2017-10-04 10:05 | 677
| Tailem Bend - Cherry Gardens | F1944 | 2017-10-04 22:05 | 617
| Tailem Bend - Cherry Gardens | F1944 | 2017-10-07 14:05 | 677
| Tailem Bend - Cherry Gardens | F1944 | 2017-10-08 00:05 | 617
| Tailem Bend - Cherry Gardens | F1944 | 2017-10-08 12:05 | 677
| Tailem Bend - Cherry Gardens | F1944 | 2017-10-08 22:05 | 617
| Tailem Bend - Cherry Gardens | F1944 | 2017-10-10 14:05 | 677
| Tailem Bend - Cherry Gardens | F1944 | 2017-10-11 14:05 | 617
| Tailem Bend - Cherry Gardens | F1944 | 2017-10-14 14:05 | 677
| Tailem Bend - Cherry Gardens | F1944 | 2017-10-14 18:05 | 617
| Tailem Bend - Cherry Gardens | F1944 | 2017-10-15 12:05 | 677
| Tailem Bend - Cherry Gardens | F1944 | 2017-10-15 20:05 | 617
| Tailem Bend - Cherry Gardens | F1944 | 2017-10-16 08:05 | 677
| Tailem Bend - Cherry Gardens | F1944 | 2017-10-16 16:05 | 617
| Tailem Bend - Cherry Gardens | F1944 | 2017-10-16 20:05 | 597
| Tailem Bend - Cherry Gardens | F1944 | 2017-10-17 14:05 | 617
| Tailem Bend - Cherry Gardens | F1944 | 2017-10-17 20:05 | 597
| Tailem Bend - Cherry Gardens | F1944 | 2017-10-18 12:05 | 617
| Tailem Bend - Cherry Gardens | F1944 | 2017-10-18 20:05 | 597
| Tailem Bend - Cherry Gardens | F1944 | 2017-10-19 04:05 | 617
| Tailem Bend - Cherry Gardens | F1944 | 2017-10-23 14:05 | 677
| Tailem Bend - Cherry Gardens | F1944 | 2017-10-23 22:05 | 617
| Tailem Bend - Cherry Gardens | F1944 | 2017-10-24 10:05 | 677
| Tailem Bend - Cherry Gardens | F1944 | 2017-10-24 16:05 | 617
| Tailem Bend - Cherry Gardens | F1944 | 2017-10-25 12:05 | 677
| Tailem Bend - Cherry Gardens | F1944 | 2017-10-25 20:05 | 617
| Tailem Bend - Cherry Gardens | F1944 | 2017-10-27 10:05 | 677
| Tailem Bend - Cherry Gardens | F1944 | 2017-10-27 14:05 | 617
| Tailem Bend - Cherry Gardens | F1944 | 2017-10-27 18:05 | 597
| Tailem Bend - Cherry Gardens | F1944 | 2017-10-27 20:05 | 617
| Tailem Bend - Cherry Gardens | F1944 | 2017-10-29 10:05 | 677
| Tailem Bend - Cherry Gardens | F1944 | 2017-10-29 16:05 | 617
| Tailem Bend - Cherry Gardens | F1944 | 2017-11-02 16:05 | 677
| Tailem Bend - Cherry Gardens | F1944 | 2017-11-02 18:05 | 617
| Tailem Bend - Cherry Gardens | F1944 | 2017-11-05 14:05 | 677
| Tailem Bend - Cherry Gardens | F1944 | 2017-11-05 18:05 | 617
| Tailem Bend - Cherry Gardens | F1944 | 2017-11-08 12:05 | 677
| Tailem Bend - Cherry Gardens | F1944 | 2017-11-08 22:05 | 617
| Tailem Bend - Cherry Gardens | F1944 | 2017-11-09 10:05 | 677
| Tailem Bend - Cherry Gardens | F1944 | 2017-11-10 12:05 | 617
| Tailem Bend - Cherry Gardens | F1944 | 2017-11-10 18:05 | 597
| Tailem Bend - Cherry Gardens | F1944 | 2017-11-11 14:05 | 617
| Tailem Bend - Cherry Gardens | F1944 | 2017-11-11 18:05 | 597
| Tailem Bend - Cherry Gardens | F1944 | 2017-11-12 10:05 | 617
| Tailem Bend - Cherry Gardens | F1944 | 2017-11-12 20:05 | 597
| Tailem Bend - Cherry Gardens | F1944 | 2017-11-13 10:05 | 617
| Tailem Bend - Cherry Gardens | F1944 | 2017-11-14 00:05 | 597
| Tailem Bend - Cherry Gardens | F1944 | 2017-11-14 10:05 | 617
| Tailem Bend - Cherry Gardens | F1944 | 2017-11-14 18:05 | 597
| Tailem Bend - Cherry Gardens | F1944 | 2017-11-15 06:05 | 617
| Tailem Bend - Cherry Gardens | F1944 | 2017-11-18 14:05 | 677
| Tailem Bend - Cherry Gardens | F1944 | 2017-11-18 22:05 | 617
| Tailem Bend - Cherry Gardens | F1944 | 2017-11-19 08:05 | 677
| Tailem Bend - Cherry Gardens | F1944 | 2017-11-20 14:05 | 617
| Tailem Bend - Cherry Gardens | F1944 | 2017-11-20 22:05 | 597
| Tailem Bend - Cherry Gardens | F1944 | 2017-11-21 12:05 | 617
| Tailem Bend - Cherry Gardens | F1944 | 2017-11-21 22:05 | 597
| Tailem Bend - Cherry Gardens | F1944 | 2017-11-22 10:05 | 617
| Tailem Bend - Cherry Gardens | F1944 | 2017-11-22 16:05 | 597
| Tailem Bend - Cherry Gardens | F1944 | 2017-11-23 04:05 | 617
| Tailem Bend - Cherry Gardens | F1944 | 2017-11-23 08:05 | 677
| Tailem Bend - Cherry Gardens | F1944 | 2017-11-24 00:05 | 617
| Tailem Bend - Cherry Gardens | F1944 | 2017-11-24 08:05 | 677
| Tailem Bend - Cherry Gardens | F1944 | 2017-11-25 04:05 | 617
| Tailem Bend - Cherry Gardens | F1944 | 2017-11-25 10:05 | 677
| Tailem Bend - Cherry Gardens | F1944 | 2017-11-26 00:05 | 617
| Tailem Bend - Cherry Gardens | F1944 | 2017-11-26 12:05 | 677
| Tailem Bend - Cherry Gardens | F1944 | 2017-11-26 18:05 | 617
| Tailem Bend - Cherry Gardens | F1944 | 2017-11-27 12:05 | 677
| Tailem Bend - Cherry Gardens | F1944 | 2017-11-27 22:05 | 617
| Tailem Bend - Cherry Gardens | F1944 | 2017-11-28 00:05 | 677
| Tailem Bend - Cherry Gardens | F1944 | 2017-11-28 12:05 | 617
| Tailem Bend - Cherry Gardens | F1944 | 2017-11-28 22:05 | 597
| Tailem Bend - Cherry Gardens | F1944 | 2017-11-29 10:05 | 617
| Tailem Bend - Cherry Gardens | F1944 | 2017-11-29 22:05 | 597
| Tailem Bend - Cherry Gardens | F1944 | 2017-11-30 12:05 | 617
| Tailem Bend - Cherry Gardens | F1944 | 2017-11-30 20:05 | 597
| Tailem Bend - Cherry Gardens | F1944 | 2017-12-01 00:05 | 617
| Tailem Bend - Cherry Gardens | F1944 | 2017-12-05 12:05 | 677
| Tailem Bend - Cherry Gardens | F1944 | 2017-12-05 18:05 | 617
| Tailem Bend - Cherry Gardens | F1944 | 2017-12-06 12:05 | 677
| Tailem Bend - Cherry Gardens | F1944 | 2017-12-06 20:05 | 617
| Tailem Bend - Cherry Gardens | F1944 | 2017-12-08 16:05 | 677
| Tailem Bend - Cherry Gardens | F1944 | 2017-12-08 18:05 | 617
| Tailem Bend - Cherry Gardens | F1944 | 2017-12-09 12:05 | 677
| Tailem Bend - Cherry Gardens | F1944 | 2017-12-09 22:05 | 617
| Tailem Bend - Cherry Gardens | F1944 | 2017-12-10 10:05 | 677
| Tailem Bend - Cherry Gardens | F1944 | 2017-12-10 22:05 | 617
| Tailem Bend - Cherry Gardens | F1944 | 2017-12-11 10:05 | 677
| Tailem Bend - Cherry Gardens | F1944 | 2017-12-12 00:05 | 617
| Tailem Bend - Cherry Gardens | F1944 | 2017-12-12 10:05 | 677
| Tailem Bend - Cherry Gardens | F1944 | 2017-12-12 12:05 | 617
| Tailem Bend - Cherry Gardens | F1944 | 2017-12-12 22:05 | 597
| Tailem Bend - Cherry Gardens | F1944 | 2017-12-13 00:05 | 617
| Tailem Bend - Cherry Gardens | F1944 | 2017-12-13 04:05 | 597
| Tailem Bend - Cherry Gardens | F1944 | 2017-12-13 08:05 | 617
| Tailem Bend - Cherry Gardens | F1944 | 2017-12-13 18:05 | 597
| Tailem Bend - Cherry Gardens | F1944 | 2017-12-14 04:05 | 617
| Tailem Bend - Cherry Gardens | F1944 | 2017-12-14 13:05 | 677
| Tailem Bend - Cherry Gardens | F1944 | 2017-12-14 22:05 | 617
| Tailem Bend - Cherry Gardens | F1944 | 2017-12-15 12:05 | 677
| Tailem Bend - Cherry Gardens | F1944 | 2017-12-15 22:05 | 617
| Tailem Bend - Cherry Gardens | F1944 | 2017-12-16 10:05 | 677
| Tailem Bend - Cherry Gardens | F1944 | 2017-12-17 00:05 | 617
| Tailem Bend - Cherry Gardens | F1944 | 2017-12-17 08:05 | 677
| Tailem Bend - Cherry Gardens | F1944 | 2017-12-17 14:05 | 617
| Tailem Bend - Cherry Gardens | F1944 | 2017-12-17 20:05 | 597
| Tailem Bend - Cherry Gardens | F1944 | 2017-12-18 12:05 | 617
| Tailem Bend - Cherry Gardens | F1944 | 2017-12-19 00:05 | 597
| Tailem Bend - Cherry Gardens | F1944 | 2017-12-20 00:05 | 617
| Tailem Bend - Cherry Gardens | F1944 | 2017-12-20 12:05 | 677
| Tailem Bend - Cherry Gardens | F1944 | 2017-12-20 22:05 | 617
| Tailem Bend - Cherry Gardens | F1944 | 2017-12-21 12:05 | 677
| Tailem Bend - Cherry Gardens | F1944 | 2017-12-21 22:05 | 617
| Tailem Bend - Cherry Gardens | F1944 | 2017-12-22 10:05 | 677
| Tailem Bend - Cherry Gardens | F1944 | 2017-12-22 16:05 | 617
| Tailem Bend - Cherry Gardens | F1944 | 2017-12-22 20:05 | 597
| Tailem Bend - Cherry Gardens | F1944 | 2017-12-23 02:05 | 617
| Tailem Bend - Cherry Gardens | F1944 | 2017-12-23 10:05 | 677
| Tailem Bend - Cherry Gardens | F1944 | 2017-12-23 12:05 | 617
| Tailem Bend - Cherry Gardens | F1944 | 2017-12-23 22:05 | 597
| Tailem Bend - Cherry Gardens | F1944 | 2017-12-24 02:05 | 617
| Tailem Bend - Cherry Gardens | F1944 | 2017-12-24 12:05 | 677
| Tailem Bend - Cherry Gardens | F1944 | 2017-12-24 20:05 | 617
| Tailem Bend - Cherry Gardens | F1944 | 2017-12-25 12:05 | 677
| Tailem Bend - Cherry Gardens | F1944 | 2017-12-26 06:05 | 617
| Tailem Bend - Cherry Gardens | F1944 | 2017-12-26 08:05 | 677
| Tailem Bend - Cherry Gardens | F1944 | 2017-12-26 14:05 | 617
| Tailem Bend - Cherry Gardens | F1944 | 2017-12-26 22:05 | 597
| Tailem Bend - Cherry Gardens | F1944 | 2017-12-27 10:05 | 617
| Tailem Bend - Cherry Gardens | F1944 | 2017-12-27 20:05 | 597
| Tailem Bend - Cherry Gardens | F1944 | 2017-12-29 00:05 | 617
| Tailem Bend - Cherry Gardens | F1944 | 2017-12-29 10:05 | 677
| Tailem Bend - Cherry Gardens | F1944 | 2017-12-29 22:05 | 617
| Tailem Bend - Cherry Gardens | F1944 | 2017-12-30 12:05 | 677
| Tailem Bend - Cherry Gardens | F1944 | 2017-12-30 22:05 | 617
| Tailem Bend - Cherry Gardens | F1944 | 2017-12-31 12:05 | 677
| Tailem Bend - Cherry Gardens | F1944 | 2017-12-31 22:05 | 617
| Tailem Bend - Cherry Gardens | F1944 | 2018-01-01 12:05 | 677
| Tailem Bend - Cherry Gardens | F1944 | 2018-01-01 22:05 | 617
| Tailem Bend - Cherry Gardens | F1944 | 2018-01-02 12:05 | 677
| Tailem Bend - Cherry Gardens | F1944 | 2018-01-02 22:05 | 617
| Tailem Bend - Cherry Gardens | F1944 | 2018-01-03 12:05 | 677
| Tailem Bend - Cherry Gardens | F1944 | 2018-01-03 22:05 | 617
| Tailem Bend - Cherry Gardens | F1944 | 2018-01-04 10:05 | 677
| Tailem Bend - Cherry Gardens | F1944 | 2018-01-04 16:05 | 617
| Tailem Bend - Cherry Gardens | F1944 | 2018-01-04 18:05 | 597
| Tailem Bend - Cherry Gardens | F1944 | 2018-01-05 04:05 | 617
| Tailem Bend - Cherry Gardens | F1944 | 2018-01-05 10:05 | 677
| Tailem Bend - Cherry Gardens | F1944 | 2018-01-05 12:05 | 617
| Tailem Bend - Cherry Gardens | F1944 | 2018-01-06 00:05 | 597
| Tailem Bend - Cherry Gardens | F1944 | 2018-01-06 06:05 | 617
| Tailem Bend - Cherry Gardens | F1944 | 2018-01-06 22:05 | 597
| Tailem Bend - Cherry Gardens | F1944 | 2018-01-07 02:05 | 617
| Tailem Bend - Cherry Gardens | F1944 | 2018-01-07 10:05 | 677
| Tailem Bend - Cherry Gardens | F1944 | 2018-01-07 16:05 | 617
| Tailem Bend - Cherry Gardens | F1944 | 2018-01-07 18:05 | 597
| Tailem Bend - Cherry Gardens | F1944 | 2018-01-08 02:05 | 617
| Tailem Bend - Cherry Gardens | F1944 | 2018-01-08 10:05 | 677
| Tailem Bend - Cherry Gardens | F1944 | 2018-01-08 22:05 | 617
| Tailem Bend - Cherry Gardens | F1944 | 2018-01-09 10:05 | 677
| Tailem Bend - Cherry Gardens | F1944 | 2018-01-09 22:05 | 617
| Tailem Bend - Cherry Gardens | F1944 | 2018-01-10 12:05 | 677
| Tailem Bend - Cherry Gardens | F1944 | 2018-01-11 04:05 | 617
| Tailem Bend - Cherry Gardens | F1944 | 2018-01-11 08:05 | 677
| Tailem Bend - Cherry Gardens | F1944 | 2018-01-11 12:05 | 617
| Tailem Bend - Cherry Gardens | F1944 | 2018-01-11 22:05 | 597
| Tailem Bend - Cherry Gardens | F1944 | 2018-01-12 22:05 | 617
| Tailem Bend - Cherry Gardens | F1944 | 2018-01-13 14:05 | 677
| Tailem Bend - Cherry Gardens | F1944 | 2018-01-13 20:05 | 617
| Tailem Bend - Cherry Gardens | F1944 | 2018-01-14 14:05 | 677
| Tailem Bend - Cherry Gardens | F1944 | 2018-01-14 20:05 | 617
| Tailem Bend - Cherry Gardens | F1944 | 2018-01-15 10:05 | 677
| Tailem Bend - Cherry Gardens | F1944 | 2018-01-15 22:05 | 617
| Tailem Bend - Cherry Gardens | F1944 | 2018-01-16 02:05 | 677
| Tailem Bend - Cherry Gardens | F1944 | 2018-01-16 06:05 | 617
| Tailem Bend - Cherry Gardens | F1944 | 2018-01-16 10:05 | 677
| Tailem Bend - Cherry Gardens | F1944 | 2018-01-17 10:05 | 617
| Tailem Bend - Cherry Gardens | F1944 | 2018-01-18 00:05 | 597
| Tailem Bend - Cherry Gardens | F1944 | 2018-01-18 10:05 | 617
| Tailem Bend - Cherry Gardens | F1944 | 2018-01-19 00:05 | 597
| Tailem Bend - Cherry Gardens | F1944 | 2018-01-19 02:05 | 617
| Tailem Bend - Cherry Gardens | F1944 | 2018-01-19 04:05 | 597
| Tailem Bend - Cherry Gardens | F1944 | 2018-01-19 10:05 | 617
| Tailem Bend - Cherry Gardens | F1944 | 2018-01-20 04:05 | 597
| Tailem Bend - Cherry Gardens | F1944 | 2018-01-20 10:05 | 617
| Tailem Bend - Cherry Gardens | F1944 | 2018-01-21 02:05 | 597
| Tailem Bend - Cherry Gardens | F1944 | 2018-01-21 10:05 | 617
| Tailem Bend - Cherry Gardens | F1944 | 2018-01-22 00:05 | 597
| Tailem Bend - Cherry Gardens | F1944 | 2018-01-22 12:05 | 617
| Tailem Bend - Cherry Gardens | F1944 | 2018-01-22 18:05 | 597
| Tailem Bend - Cherry Gardens | F1944 | 2018-01-22 22:05 | 617
| Tailem Bend - Cherry Gardens | F1944 | 2018-01-23 10:05 | 677
| Tailem Bend - Cherry Gardens | F1944 | 2018-01-24 00:05 | 617
| Tailem Bend - Cherry Gardens | F1944 | 2018-01-24 10:05 | 677
| Tailem Bend - Cherry Gardens | F1944 | 2018-01-24 14:05 | 617
| Tailem Bend - Cherry Gardens | F1944 | 2018-01-24 20:05 | 597
| Tailem Bend - Cherry Gardens | F1944 | 2018-01-25 02:05 | 617
| Tailem Bend - Cherry Gardens | F1944 | 2018-01-25 12:40 | 677
| Tailem Bend - Cherry Gardens | F1944 | 2018-01-25 22:05 | 597
| Tailem Bend - Cherry Gardens | F1944 | 2018-01-26 16:05 | 617
| Tailem Bend - Cherry Gardens | F1944 | 2018-01-26 22:05 | 597
| Tailem Bend - Cherry Gardens | F1944 | 2018-01-27 10:05 | 617
| Tailem Bend - Cherry Gardens | F1944 | 2018-01-28 22:05 | 597
| Tailem Bend - Cherry Gardens | F1944 | 2018-01-29 18:05 | 617
| Tailem Bend - Cherry Gardens | F1944 | 2018-02-01 14:05 | 677
| Tailem Bend - Cherry Gardens | F1944 | 2018-02-01 20:05 | 617
| Tailem Bend - Cherry Gardens | F1944 | 2018-02-02 12:05 | 677
| Tailem Bend - Cherry Gardens | F1944 | 2018-02-03 04:05 | 617
| Tailem Bend - Cherry Gardens | F1944 | 2018-02-03 06:05 | 677
| Tailem Bend - Cherry Gardens | F1944 | 2018-02-03 14:05 | 617
| Tailem Bend - Cherry Gardens | F1944 | 2018-02-03 18:05 | 597
| Tailem Bend - Cherry Gardens | F1944 | 2018-02-04 12:05 | 617
| Tailem Bend - Cherry Gardens | F1944 | 2018-02-04 22:05 | 597
| Tailem Bend - Cherry Gardens | F1944 | 2018-02-05 12:05 | 617
| Tailem Bend - Cherry Gardens | F1944 | 2018-02-05 22:05 | 597
| Tailem Bend - Cherry Gardens | F1944 | 2018-02-06 12:05 | 617
| Tailem Bend - Cherry Gardens | F1944 | 2018-02-06 22:05 | 597
| Tailem Bend - Cherry Gardens | F1944 | 2018-02-07 12:30 | 617
| Tailem Bend - Cherry Gardens | F1944 | 2018-02-08 00:05 | 597
| Tailem Bend - Cherry Gardens | F1944 | 2018-02-08 12:05 | 617
| Tailem Bend - Cherry Gardens | F1944 | 2018-02-08 22:05 | 597
| Tailem Bend - Cherry Gardens | F1944 | 2018-02-09 12:05 | 617
| Tailem Bend - Cherry Gardens | F1944 | 2018-02-10 00:05 | 597
| Tailem Bend - Cherry Gardens | F1944 | 2018-02-10 12:05 | 617
| Tailem Bend - Cherry Gardens | F1944 | 2018-02-10 14:05 | 597
| Tailem Bend - Cherry Gardens | F1944 | 2018-02-11 00:05 | 617
| Tailem Bend - Cherry Gardens | F1944 | 2018-02-11 12:05 | 677
| Tailem Bend - Cherry Gardens | F1944 | 2018-02-11 22:05 | 617
| Tailem Bend - Cherry Gardens | F1944 | 2018-02-12 12:05 | 677
| Tailem Bend - Cherry Gardens | F1944 | 2018-02-12 22:05 | 617
| Tailem Bend - Cherry Gardens | F1944 | 2018-02-13 12:05 | 677
| Tailem Bend - Cherry Gardens | F1944 | 2018-02-14 08:05 | 617
| Tailem Bend - Cherry Gardens | F1944 | 2018-02-14 10:05 | 677
| Tailem Bend - Cherry Gardens | F1944 | 2018-02-14 22:05 | 617
| Tailem Bend - Cherry Gardens | F1944 | 2018-02-15 12:10 | 677
| Tailem Bend - Cherry Gardens | F1944 | 2018-02-15 20:05 | 617
| Tailem Bend - Cherry Gardens | F1944 | 2018-02-16 12:05 | 677
| Tailem Bend - Cherry Gardens | F1944 | 2018-02-16 22:05 | 617
| Tailem Bend - Cherry Gardens | F1944 | 2018-02-17 12:05 | 677
| Tailem Bend - Cherry Gardens | F1944 | 2018-02-18 00:05 | 617
| Tailem Bend - Cherry Gardens | F1944 | 2018-02-18 10:05 | 677
| Tailem Bend - Cherry Gardens | F1944 | 2018-02-18 22:05 | 617
| Tailem Bend - Cherry Gardens | F1944 | 2018-02-19 12:05 | 677
| Tailem Bend - Cherry Gardens | F1944 | 2018-02-20 14:05 | 617
| Tailem Bend - Cherry Gardens | F1944 | 2018-02-20 20:05 | 597
| Tailem Bend - Cherry Gardens | F1944 | 2018-02-21 12:55 | 617
| Tailem Bend - Cherry Gardens | F1944 | 2018-02-21 14:05 | 597
| Tailem Bend - Cherry Gardens | F1944 | 2018-02-23 10:05 | 617
| Tailem Bend - Cherry Gardens | F1944 | 2018-02-23 12:05 | 597
| Tailem Bend - Cherry Gardens | F1944 | 2018-02-23 14:05 | 617
| Tailem Bend - Cherry Gardens | F1944 | 2018-02-23 20:05 | 597
| Tailem Bend - Cherry Gardens | F1944 | 2018-02-24 22:05 | 617
| Tailem Bend - Cherry Gardens | F1944 | 2018-02-25 16:05 | 677
| Tailem Bend - Cherry Gardens | F1944 | 2018-02-25 20:05 | 617
| Tailem Bend - Cherry Gardens | F1944 | 2018-02-26 12:05 | 677
| Tailem Bend - Cherry Gardens | F1944 | 2018-02-27 02:05 | 617
| Tailem Bend - Cherry Gardens | F1944 | 2018-02-27 10:05 | 677
| Tailem Bend - Cherry Gardens | F1944 | 2018-02-27 14:05 | 617
| Tailem Bend - Cherry Gardens | F1944 | 2018-02-27 22:05 | 597
| Tailem Bend - Cherry Gardens | F1944 | 2018-02-28 06:05 | 617
| Tailem Bend - Cherry Gardens | F1944 | 2018-02-28 12:05 | 677
| Tailem Bend - Cherry Gardens | F1944 | 2018-02-28 22:05 | 617
| Tailem Bend - Cherry Gardens | F1944 | 2018-03-01 12:05 | 677
| Tailem Bend - Cherry Gardens | F1944 | 2018-03-02 16:05 | 617
| Tailem Bend - Cherry Gardens | F1944 | 2018-03-02 20:05 | 597
| Tailem Bend - Cherry Gardens | F1944 | 2018-03-03 02:05 | 617
| Tailem Bend - Cherry Gardens | F1944 | 2018-03-03 10:05 | 677
| Tailem Bend - Cherry Gardens | F1944 | 2018-03-03 22:05 | 617
| Tailem Bend - Cherry Gardens | F1944 | 2018-03-04 12:05 | 677
| Tailem Bend - Cherry Gardens | F1944 | 2018-03-04 20:05 | 617
| Tailem Bend - Cherry Gardens | F1944 | 2018-03-05 16:05 | 677
| Tailem Bend - Cherry Gardens | F1944 | 2018-03-05 20:05 | 617
| Tailem Bend - Cherry Gardens | F1944 | 2018-03-06 14:05 | 677
| Tailem Bend - Cherry Gardens | F1944 | 2018-03-06 22:05 | 617
| Tailem Bend - Cherry Gardens | F1944 | 2018-03-07 06:05 | 677
| Tailem Bend - Cherry Gardens | F1944 | 2018-03-07 14:05 | 617
| Tailem Bend - Cherry Gardens | F1944 | 2018-03-07 20:05 | 597
| Tailem Bend - Cherry Gardens | F1944 | 2018-03-08 14:05 | 617
| Tailem Bend - Cherry Gardens | F1944 | 2018-03-08 20:05 | 597
| Tailem Bend - Cherry Gardens | F1944 | 2018-03-09 12:05 | 617
| Tailem Bend - Cherry Gardens | F1944 | 2018-03-09 22:05 | 597
| Tailem Bend - Cherry Gardens | F1944 | 2018-03-10 12:05 | 617
| Tailem Bend - Cherry Gardens | F1944 | 2018-03-10 22:05 | 597
| Tailem Bend - Cherry Gardens | F1944 | 2018-03-11 06:05 | 617
| Tailem Bend - Cherry Gardens | F1944 | 2018-03-11 08:05 | 677
| Tailem Bend - Cherry Gardens | F1944 | 2018-03-11 14:05 | 617
| Tailem Bend - Cherry Gardens | F1944 | 2018-03-11 18:05 | 597
| Tailem Bend - Cherry Gardens | F1944 | 2018-03-11 22:05 | 617
| Tailem Bend - Cherry Gardens | F1944 | 2018-03-12 14:05 | 677
| Tailem Bend - Cherry Gardens | F1944 | 2018-03-12 20:05 | 617
| Tailem Bend - Cherry Gardens | F1944 | 2018-03-13 14:05 | 677
| Tailem Bend - Cherry Gardens | F1944 | 2018-03-13 20:05 | 617
| Tailem Bend - Cherry Gardens | F1944 | 2018-03-14 12:05 | 677
| Tailem Bend - Cherry Gardens | F1944 | 2018-03-14 20:05 | 617
| Tailem Bend - Cherry Gardens | F1944 | 2018-03-15 14:05 | 677
| Tailem Bend - Cherry Gardens | F1944 | 2018-03-15 20:05 | 617
| Tailem Bend - Cherry Gardens | F1944 | 2018-03-16 12:05 | 677
| Tailem Bend - Cherry Gardens | F1944 | 2018-03-16 16:05 | 617
| Tailem Bend - Cherry Gardens | F1944 | 2018-03-17 06:05 | 677
| Tailem Bend - Cherry Gardens | F1944 | 2018-03-18 02:05 | 617
| Tailem Bend - Cherry Gardens | F1944 | 2018-03-18 16:05 | 677
| Tailem Bend - Cherry Gardens | F1944 | 2018-03-18 18:05 | 617
| Tailem Bend - Cherry Gardens | F1944 | 2018-03-19 13:20 | 677
| Tailem Bend - Cherry Gardens | F1944 | 2018-03-19 20:05 | 617
| Tailem Bend - Cherry Gardens | F1944 | 2018-03-21 14:05 | 677
| Tailem Bend - Cherry Gardens | F1944 | 2018-03-21 20:05 | 617
| Tailem Bend - Cherry Gardens | F1944 | 2018-03-22 10:20 | 677
| Tailem Bend - Cherry Gardens | F1944 | 2018-03-22 10:45 | 617
| Tailem Bend - Cherry Gardens | F1944 | 2018-03-22 11:30 | 677
| Tailem Bend - Cherry Gardens | F1944 | 2018-03-23 06:05 | 617
| Tailem Bend - Cherry Gardens | F1944 | 2018-03-23 10:05 | 677
| Tailem Bend - Cherry Gardens | F1944 | 2018-03-23 14:05 | 617
| Tailem Bend - Cherry Gardens | F1944 | 2018-03-23 20:05 | 597
| Tailem Bend - Cherry Gardens | F1944 | 2018-03-24 14:05 | 617
| Tailem Bend - Cherry Gardens | F1944 | 2018-03-24 18:05 | 597
| Tailem Bend - Cherry Gardens | F1944 | 2018-03-25 00:05 | 617
| Tailem Bend - Cherry Gardens | F1944 | 2018-03-25 16:05 | 677
| Tailem Bend - Cherry Gardens | F1944 | 2018-03-25 18:05 | 617
| Tailem Bend - Cherry Gardens | F1944 | 2018-03-27 12:05 | 677
| Tailem Bend - Cherry Gardens | F1944 | 2018-03-28 04:05 | 617
| Tailem Bend - Cherry Gardens | F1944 | 2018-03-28 12:05 | 677
| Tailem Bend - Cherry Gardens | F1944 | 2018-03-28 20:05 | 617
| Tailem Bend - Cherry Gardens | F1944 | 2018-03-29 14:05 | 677
| Tailem Bend - Cherry Gardens | F1944 | 2018-03-29 20:05 | 617
| Tailem Bend - Cherry Gardens | F1944 | 2018-03-30 14:05 | 677
| Tailem Bend - Cherry Gardens | F1944 | 2018-03-30 20:05 | 617
| Tailem Bend - Cherry Gardens | F1944 | 2018-03-31 12:05 | 677
| Tailem Bend - Cherry Gardens | F1944 | 2018-03-31 22:05 | 617
| Tailem Bend - Cherry Gardens | F1944 | 2018-04-01 12:05 | 677
| Tailem Bend - Cherry Gardens | F1944 | 2018-04-02 00:05 | 617
| Tailem Bend - Cherry Gardens | F1944 | 2018-04-02 14:05 | 677
| Tailem Bend - Cherry Gardens | F1944 | 2018-04-02 20:05 | 617
| Tailem Bend - Cherry Gardens | F1944 | 2018-04-03 14:05 | 677
| Tailem Bend - Cherry Gardens | F1944 | 2018-04-03 20:05 | 617
| Tailem Bend - Cherry Gardens | F1944 | 2018-04-04 12:05 | 677
| Tailem Bend - Cherry Gardens | F1944 | 2018-04-04 22:05 | 617
| Tailem Bend - Cherry Gardens | F1944 | 2018-04-05 12:05 | 677
| Tailem Bend - Cherry Gardens | F1944 | 2018-04-05 20:05 | 617
| Tailem Bend - Cherry Gardens | F1944 | 2018-04-06 14:05 | 677
| Tailem Bend - Cherry Gardens | F1944 | 2018-04-06 22:05 | 617
| Tailem Bend - Cherry Gardens | F1944 | 2018-04-07 12:05 | 677
| Tailem Bend - Cherry Gardens | F1944 | 2018-04-08 00:05 | 617
| Tailem Bend - Cherry Gardens | F1944 | 2018-04-08 10:05 | 677
| Tailem Bend - Cherry Gardens | F1944 | 2018-04-08 14:05 | 617
| Tailem Bend - Cherry Gardens | F1944 | 2018-04-08 20:05 | 597
| Tailem Bend - Cherry Gardens | F1944 | 2018-04-09 12:05 | 617
| Tailem Bend - Cherry Gardens | F1944 | 2018-04-09 22:05 | 597
| Tailem Bend - Cherry Gardens | F1944 | 2018-04-10 12:05 | 617
| Tailem Bend - Cherry Gardens | F1944 | 2018-04-10 20:05 | 597
| Tailem Bend - Cherry Gardens | F1944 | 2018-04-11 04:05 | 617
| Tailem Bend - Cherry Gardens | F1944 | 2018-04-11 06:05 | 677
| Tailem Bend - Cherry Gardens | F1944 | 2018-04-11 12:05 | 617
| Tailem Bend - Cherry Gardens | F1944 | 2018-04-12 00:05 | 597
| Tailem Bend - Cherry Gardens | F1944 | 2018-04-12 04:05 | 617
| Tailem Bend - Cherry Gardens | F1944 | 2018-04-12 16:05 | 677
| Tailem Bend - Cherry Gardens | F1944 | 2018-04-12 20:05 | 617
| Tailem Bend - Cherry Gardens | F1944 | 2018-04-17 16:05 | 677
| Tailem Bend - Cherry Gardens | F1944 | 2018-04-17 18:05 | 617
| Tailem Bend - Cherry Gardens | F1944 | 2018-04-18 12:05 | 677
| Tailem Bend - Cherry Gardens | F1944 | 2018-04-19 08:00 | 617
| Tailem Bend - Cherry Gardens | F1944 | 2018-04-19 14:25 | 677
| Tailem Bend - Cherry Gardens | F1944 | 2018-04-20 08:05 | 617
| Tailem Bend - Cherry Gardens | F1944 | 2018-04-20 10:05 | 677
| Tailem Bend - Cherry Gardens | F1944 | 2018-04-21 04:05 | 617
| Tailem Bend - Cherry Gardens | F1944 | 2018-04-21 06:05 | 677
| Tailem Bend - Cherry Gardens | F1944 | 2018-04-21 08:05 | 617
| Tailem Bend - Cherry Gardens | F1944 | 2018-04-21 10:05 | 677
| Tailem Bend - Cherry Gardens | F1944 | 2018-04-21 16:05 | 617
| Tailem Bend - Cherry Gardens | F1944 | 2018-04-21 18:05 | 597
| Tailem Bend - Cherry Gardens | F1944 | 2018-04-22 02:05 | 617
| Tailem Bend - Cherry Gardens | F1944 | 2018-04-22 12:05 | 677
| Tailem Bend - Cherry Gardens | F1944 | 2018-04-22 16:05 | 617
| Tailem Bend - Cherry Gardens | F1944 | 2018-04-22 18:05 | 597
| Tailem Bend - Cherry Gardens | F1944 | 2018-04-24 02:05 | 617
| Tailem Bend - Cherry Gardens | F1944 | 2018-04-24 04:05 | 677
| Tailem Bend - Cherry Gardens | F1944 | 2018-04-24 12:05 | 617
| Tailem Bend - Cherry Gardens | F1944 | 2018-04-24 14:05 | 677
| Tailem Bend - Cherry Gardens | F1944 | 2018-04-24 20:05 | 617
| Tailem Bend - Cherry Gardens | F1944 | 2018-04-25 14:05 | 677
| Tailem Bend - Cherry Gardens | F1944 | 2018-04-25 20:05 | 617
| Tailem Bend - Cherry Gardens | F1944 | 2018-04-26 14:05 | 677
| Tailem Bend - Cherry Gardens | F1944 | 2018-04-26 18:05 | 617
| Tailem Bend - Cherry Gardens | F1944 | 2018-04-27 14:05 | 677
| Tailem Bend - Cherry Gardens | F1944 | 2018-04-27 20:05 | 617
| Tailem Bend - Cherry Gardens | F1944 | 2018-04-28 12:05 | 677
| Tailem Bend - Cherry Gardens | F1944 | 2018-04-28 18:05 | 617
| Tailem Bend - Cherry Gardens | F1944 | 2018-04-29 14:05 | 677
| Tailem Bend - Cherry Gardens | F1944 | 2018-04-29 18:05 | 617
| Tailem Bend - Cherry Gardens | F1944 | 2018-04-30 14:05 | 677
| Tailem Bend - Cherry Gardens | F1944 | 2018-04-30 20:05 | 617
| Tailem Bend - Cherry Gardens | F1944 | 2018-05-01 14:05 | 677
| Tailem Bend - Cherry Gardens | F1944 | 2018-05-01 20:05 | 617
| Tailem Bend - Cherry Gardens | F1944 | 2018-05-02 12:05 | 677
| Tailem Bend - Cherry Gardens | F1944 | 2018-05-03 02:05 | 617
| Tailem Bend - Cherry Gardens | F1944 | 2018-05-26 15:05 | 677
| Tailem Bend - Cherry Gardens | F1944 | 2018-05-26 19:05 | 617
| Tailem Bend - Cherry Gardens | F1944 | 2018-07-27 15:05 | 677
| Tailem Bend - Cherry Gardens | F1944 | 2018-07-27 17:05 | 617
| Tailem Bend - Cherry Gardens | F1944 | 2018-08-02 15:05 | 677
| Tailem Bend - Cherry Gardens | F1944 | 2018-08-02 17:05 | 617
| Tailem Bend - Cherry Gardens | F1944 | 2018-08-29 15:05 | 677
| Tailem Bend - Cherry Gardens | F1944 | 2018-08-30 01:05 | 663
| Tailem Bend - Cherry Gardens | F1944 | 2018-08-30 03:05 | 677
| Tailem Bend - Cherry Gardens | F1944 | 2018-08-30 05:05 | 663
| Tailem Bend - Cherry Gardens | F1944 | 2018-09-10 15:05 | 677
| Tailem Bend - Cherry Gardens | F1944 | 2018-09-10 21:05 | 663
| Tailem Bend - Cherry Gardens | F1944 | 2018-09-11 11:05 | 677
| Tailem Bend - Cherry Gardens | F1944 | 2018-09-11 17:05 | 663
| Tailem Bend - Cherry Gardens | F1944 | 2018-09-14 13:05 | 677
| Tailem Bend - Cherry Gardens | F1944 | 2018-09-14 21:05 | 663
| Tailem Bend - Cherry Gardens | F1944 | 2018-09-22 13:05 | 677
| Tailem Bend - Cherry Gardens | F1944 | 2018-09-22 19:05 | 663
| Tailem Bend - Cherry Gardens | F1944 | 2018-09-26 15:05 | 677
| Tailem Bend - Cherry Gardens | F1944 | 2018-09-26 21:05 | 663
| Tailem Bend - Cherry Gardens | F1944 | 2018-09-30 17:05 | 677
| Tailem Bend - Cherry Gardens | F1944 | 2018-09-30 21:05 | 663
| Tailem Bend - Cherry Gardens | F1944 | 2018-10-01 11:05 | 677
| Tailem Bend - Cherry Gardens | F1944 | 2018-10-02 03:05 | 663
| Tailem Bend - Cherry Gardens | F1944 | 2018-10-02 11:05 | 677
| Tailem Bend - Cherry Gardens | F1944 | 2018-10-02 23:05 | 663
| Tailem Bend - Cherry Gardens | F1944 | 2018-10-06 15:05 | 677
| Tailem Bend - Cherry Gardens | F1944 | 2018-10-06 21:05 | 663
| Tailem Bend - Cherry Gardens | F1944 | 2018-10-07 12:05 | 677
| Tailem Bend - Cherry Gardens | F1944 | 2018-10-08 18:05 | 663
| Tailem Bend - Cherry Gardens | F1944 | 2018-10-11 16:05 | 677
| Tailem Bend - Cherry Gardens | F1944 | 2018-10-11 20:05 | 663
| Tailem Bend - Cherry Gardens | F1944 | 2018-10-12 12:05 | 677
| Tailem Bend - Cherry Gardens | F1944 | 2018-10-12 22:05 | 663
| Tailem Bend - Cherry Gardens | F1944 | 2018-10-13 10:05 | 677
| Tailem Bend - Cherry Gardens | F1944 | 2018-10-14 20:05 | 663
| Tailem Bend - Cherry Gardens | F1944 | 2018-10-15 00:05 | 677
| Tailem Bend - Cherry Gardens | F1944 | 2018-10-15 20:05 | 663
| Tailem Bend - Cherry Gardens | F1944 | 2018-10-19 08:05 | 677
| Tailem Bend - Cherry Gardens | F1944 | 2018-10-19 18:05 | 663
| Tailem Bend - Cherry Gardens | F1944 | 2018-10-21 16:05 | 677
| Tailem Bend - Cherry Gardens | F1944 | 2018-10-21 22:05 | 663
| Tailem Bend - Cherry Gardens | F1944 | 2018-10-22 10:05 | 677
| Tailem Bend - Cherry Gardens | F1944 | 2018-10-22 20:05 | 663
| Tailem Bend - Cherry Gardens | F1944 | 2018-10-24 18:05 | 677
| Tailem Bend - Cherry Gardens | F1944 | 2018-10-24 20:05 | 663
| Tailem Bend - Cherry Gardens | F1944 | 2018-10-25 10:40 | 677
| Tailem Bend - Cherry Gardens | F1944 | 2018-10-25 20:05 | 663
| Tailem Bend - Cherry Gardens | F1944 | 2018-10-26 14:05 | 677
| Tailem Bend - Cherry Gardens | F1944 | 2018-10-26 20:05 | 663
| Tailem Bend - Cherry Gardens | F1944 | 2018-10-27 12:05 | 677
| Tailem Bend - Cherry Gardens | F1944 | 2018-10-27 20:05 | 663
| Tailem Bend - Cherry Gardens | F1944 | 2018-10-28 14:05 | 677
| Tailem Bend - Cherry Gardens | F1944 | 2018-10-28 20:05 | 663
| Tailem Bend - Cherry Gardens | F1944 | 2018-10-29 14:05 | 677
| Tailem Bend - Cherry Gardens | F1944 | 2018-10-29 20:05 | 663
| Tailem Bend - Cherry Gardens | F1944 | 2018-10-30 10:05 | 677
| Tailem Bend - Cherry Gardens | F1944 | 2018-10-30 22:05 | 663
| Tailem Bend - Cherry Gardens | F1944 | 2018-10-31 10:05 | 677
| Tailem Bend - Cherry Gardens | F1944 | 2018-11-02 20:05 | 663
| Tailem Bend - Cherry Gardens | F1944 | 2018-11-03 14:05 | 677
| Tailem Bend - Cherry Gardens | F1944 | 2018-11-03 18:05 | 663
| Tailem Bend - Cherry Gardens | F1944 | 2018-11-04 10:05 | 677
| Tailem Bend - Cherry Gardens | F1944 | 2018-11-04 22:05 | 663
| Tailem Bend - Cherry Gardens | F1944 | 2018-11-05 12:05 | 677
| Tailem Bend - Cherry Gardens | F1944 | 2018-11-06 00:05 | 663
| Tailem Bend - Cherry Gardens | F1944 | 2018-11-09 14:05 | 677
| Tailem Bend - Cherry Gardens | F1944 | 2018-11-09 22:05 | 663
| Tailem Bend - Cherry Gardens | F1944 | 2018-11-10 12:05 | 677
| Tailem Bend - Cherry Gardens | F1944 | 2018-11-10 22:05 | 663
| Tailem Bend - Cherry Gardens | F1944 | 2018-11-11 10:05 | 677
| Tailem Bend - Cherry Gardens | F1944 | 2018-11-13 20:05 | 663
| Tailem Bend - Cherry Gardens | F1944 | 2018-11-14 16:05 | 677
| Tailem Bend - Cherry Gardens | F1944 | 2018-11-14 20:05 | 663
| Tailem Bend - Cherry Gardens | F1944 | 2018-11-15 14:05 | 677
| Tailem Bend - Cherry Gardens | F1944 | 2018-11-15 20:05 | 663
| Tailem Bend - Cherry Gardens | F1944 | 2018-11-16 12:05 | 677
| Tailem Bend - Cherry Gardens | F1944 | 2018-11-16 20:05 | 663
| Tailem Bend - Cherry Gardens | F1944 | 2018-11-17 14:05 | 677
| Tailem Bend - Cherry Gardens | F1944 | 2018-11-17 20:05 | 663
| Tailem Bend - Cherry Gardens | F1944 | 2018-11-18 10:05 | 677
| Tailem Bend - Cherry Gardens | F1944 | 2018-11-20 02:05 | 663
| Tailem Bend - Cherry Gardens | F1944 | 2018-11-25 12:05 | 677
| Tailem Bend - Cherry Gardens | F1944 | 2018-11-25 20:05 | 663
| Tailem Bend - Cherry Gardens | F1944 | 2018-11-26 14:05 | 677
| Tailem Bend - Cherry Gardens | F1944 | 2018-11-26 20:05 | 663
| Tailem Bend - Cherry Gardens | F1944 | 2018-11-29 14:05 | 677
| Tailem Bend - Cherry Gardens | F1944 | 2018-11-29 22:05 | 663
| Tailem Bend - Cherry Gardens | F1944 | 2018-11-30 12:05 | 677
| Tailem Bend - Cherry Gardens | F1944 | 2018-12-01 00:05 | 663
| Tailem Bend - Cherry Gardens | F1944 | 2018-12-01 04:05 | 677
| Tailem Bend - Cherry Gardens | F1944 | 2018-12-01 20:05 | 663
| Tailem Bend - Cherry Gardens | F1944 | 2018-12-03 12:05 | 677
| Tailem Bend - Cherry Gardens | F1944 | 2018-12-03 22:05 | 663
| Tailem Bend - Cherry Gardens | F1944 | 2018-12-04 14:05 | 677
| Tailem Bend - Cherry Gardens | F1944 | 2018-12-08 20:05 | 663
| Tailem Bend - Cherry Gardens | F1944 | 2018-12-09 10:05 | 677
| Tailem Bend - Cherry Gardens | F1944 | 2018-12-10 00:05 | 663
| Tailem Bend - Cherry Gardens | F1944 | 2018-12-10 10:05 | 677
| Tailem Bend - Cherry Gardens | F1944 | 2018-12-10 22:05 | 663
| Tailem Bend - Cherry Gardens | F1944 | 2018-12-11 08:05 | 677
| Tailem Bend - Cherry Gardens | F1944 | 2018-12-13 00:05 | 663
| Tailem Bend - Cherry Gardens | F1944 | 2018-12-14 13:10 | 677
| Tailem Bend - Cherry Gardens | F1944 | 2018-12-14 18:05 | 663
| Tailem Bend - Cherry Gardens | F1944 | 2018-12-15 10:05 | 677
| Tailem Bend - Cherry Gardens | F1944 | 2018-12-15 22:05 | 663
| Tailem Bend - Cherry Gardens | F1944 | 2018-12-16 14:05 | 677
| Tailem Bend - Cherry Gardens | F1944 | 2018-12-16 22:05 | 663
| Tailem Bend - Cherry Gardens | F1944 | 2018-12-17 12:05 | 677
| Tailem Bend - Cherry Gardens | F1944 | 2018-12-20 06:05 | 663
| Tailem Bend - Cherry Gardens | F1944 | 2018-12-20 10:05 | 677
| Tailem Bend - Cherry Gardens | F1944 | 2018-12-20 20:05 | 663
| Tailem Bend - Cherry Gardens | F1944 | 2018-12-21 14:05 | 677
| Tailem Bend - Cherry Gardens | F1944 | 2018-12-21 20:05 | 663
| Tailem Bend - Cherry Gardens | F1944 | 2018-12-22 12:05 | 677
| Tailem Bend - Cherry Gardens | F1944 | 2018-12-22 20:05 | 663
| Tailem Bend - Cherry Gardens | F1944 | 2018-12-23 10:05 | 677
| Tailem Bend - Cherry Gardens | F1944 | 2018-12-24 02:05 | 663
| Tailem Bend - Cherry Gardens | F1944 | 2018-12-24 10:05 | 677
| Tailem Bend - Cherry Gardens | F1944 | 2018-12-25 06:05 | 663
| Tailem Bend - Cherry Gardens | F1944 | 2018-12-25 08:05 | 677
| Tailem Bend - Cherry Gardens | F1944 | 2018-12-30 04:05 | 663
| Tailem Bend - Cherry Gardens | F1944 | 2018-12-30 10:05 | 677
| Tailem Bend - Cherry Gardens | F1944 | 2018-12-31 00:05 | 663
| Tailem Bend - Cherry Gardens | F1944 | 2018-12-31 10:05 | 677
| Tailem Bend - Cherry Gardens | F1944 | 2019-01-01 | 663
| Tailem Bend - Cherry Gardens | F1944 | 2019-01-01 10:05 | 677
| Tailem Bend - Cherry Gardens | F1944 | 2019-01-02 04:05 | 663
| Tailem Bend - Cherry Gardens | F1944 | 2019-01-02 10:05 | 677
| Tailem Bend - Cherry Gardens | F1944 | 2019-01-04 22:05 | 663
| Tailem Bend - Cherry Gardens | F1944 | 2019-01-05 10:05 | 677
| Tailem Bend - Cherry Gardens | F1944 | 2019-01-05 22:05 | 663
| Tailem Bend - Cherry Gardens | F1944 | 2019-01-06 10:05 | 677
| Tailem Bend - Cherry Gardens | F1944 | 2019-01-06 22:05 | 663
| Tailem Bend - Cherry Gardens | F1944 | 2019-01-07 12:05 | 677
| Tailem Bend - Cherry Gardens | F1944 | 2019-01-08 00:05 | 663
| Tailem Bend - Cherry Gardens | F1944 | 2019-01-08 10:05 | 677
| Tailem Bend - Cherry Gardens | F1944 | 2019-01-08 22:05 | 663
| Tailem Bend - Cherry Gardens | F1944 | 2019-01-09 12:05 | 677
| Tailem Bend - Cherry Gardens | F1944 | 2019-01-09 20:05 | 663
| Tailem Bend - Cherry Gardens | F1944 | 2019-01-10 12:05 | 677
| Tailem Bend - Cherry Gardens | F1944 | 2019-01-13 02:05 | 663
| Tailem Bend - Cherry Gardens | F1944 | 2019-01-13 10:05 | 677
| Tailem Bend - Cherry Gardens | F1944 | 2019-01-14 06:05 | 663
| Tailem Bend - Cherry Gardens | F1944 | 2019-01-14 08:05 | 677
| Tailem Bend - Cherry Gardens | F1944 | 2019-01-19 00:05 | 663
| Tailem Bend - Cherry Gardens | F1944 | 2019-01-19 10:05 | 677
| Tailem Bend - Cherry Gardens | F1944 | 2019-01-19 22:05 | 663
| Tailem Bend - Cherry Gardens | F1944 | 2019-01-20 10:05 | 677
| Tailem Bend - Cherry Gardens | F1944 | 2019-01-26 04:05 | 663
| Tailem Bend - Cherry Gardens | F1944 | 2019-01-26 10:05 | 677
| Tailem Bend - Cherry Gardens | F1944 | 2019-01-27 02:05 | 663
| Tailem Bend - Cherry Gardens | F1944 | 2019-01-27 10:05 | 677
| Tailem Bend - Cherry Gardens | F1944 | 2019-01-28 00:05 | 663
| Tailem Bend - Cherry Gardens | F1944 | 2019-01-28 10:05 | 677
| Tailem Bend - Cherry Gardens | F1944 | 2019-01-29 00:05 | 663
| Tailem Bend - Cherry Gardens | F1944 | 2019-01-29 10:05 | 677
| Tailem Bend - Cherry Gardens | F1944 | 2019-01-30 04:05 | 663
| Tailem Bend - Cherry Gardens | F1944 | 2019-01-30 08:05 | 677
| Tailem Bend - Cherry Gardens | F1944 | 2019-01-31 02:05 | 663
| Tailem Bend - Cherry Gardens | F1944 | 2019-01-31 12:20 | 677
| Tailem Bend - Cherry Gardens | F1944 | 2019-01-31 20:05 | 663
| Tailem Bend - Cherry Gardens | F1944 | 2019-02-01 12:05 | 677
| Tailem Bend - Cherry Gardens | F1944 | 2019-02-02 06:05 | 663
| Tailem Bend - Cherry Gardens | F1944 | 2019-02-02 10:05 | 677
| Tailem Bend - Cherry Gardens | F1944 | 2019-02-04 04:05 | 663
| Tailem Bend - Cherry Gardens | F1944 | 2019-02-04 10:05 | 677
| Tailem Bend - Cherry Gardens | F1944 | 2019-02-04 22:05 | 663
| Tailem Bend - Cherry Gardens | F1944 | 2019-02-05 12:05 | 677
| Tailem Bend - Cherry Gardens | F1944 | 2019-02-07 06:05 | 663
| Tailem Bend - Cherry Gardens | F1944 | 2019-02-07 08:05 | 677
| Tailem Bend - Cherry Gardens | F1944 | 2019-02-08 00:05 | 663
| Tailem Bend - Cherry Gardens | F1944 | 2019-02-08 12:05 | 677
| Tailem Bend - Cherry Gardens | F1944 | 2019-02-08 22:05 | 663
| Tailem Bend - Cherry Gardens | F1944 | 2019-02-09 12:05 | 677
| Tailem Bend - Cherry Gardens | F1944 | 2019-02-09 20:05 | 663
| Tailem Bend - Cherry Gardens | F1944 | 2019-02-10 14:05 | 677
| Tailem Bend - Cherry Gardens | F1944 | 2019-02-10 22:05 | 663
| Tailem Bend - Cherry Gardens | F1944 | 2019-02-11 00:05 | 677
| Tailem Bend - Cherry Gardens | F1944 | 2019-02-11 02:05 | 663
| Tailem Bend - Cherry Gardens | F1944 | 2019-02-11 12:05 | 677
| Tailem Bend - Cherry Gardens | F1944 | 2019-02-12 02:05 | 663
| Tailem Bend - Cherry Gardens | F1944 | 2019-02-13 14:05 | 677
| Tailem Bend - Cherry Gardens | F1944 | 2019-02-13 20:05 | 663
| Tailem Bend - Cherry Gardens | F1944 | 2019-02-14 14:05 | 677
| Tailem Bend - Cherry Gardens | F1944 | 2019-02-14 22:05 | 663
| Tailem Bend - Cherry Gardens | F1944 | 2019-02-15 10:05 | 677
| Tailem Bend - Cherry Gardens | F1944 | 2019-02-16 00:05 | 663
| Tailem Bend - Cherry Gardens | F1944 | 2019-02-16 10:05 | 677
| Tailem Bend - Cherry Gardens | F1944 | 2019-02-17 02:05 | 663
| Tailem Bend - Cherry Gardens | F1944 | 2019-02-17 10:05 | 677
| Tailem Bend - Cherry Gardens | F1944 | 2019-02-18 08:05 | 663
| Tailem Bend - Cherry Gardens | F1944 | 2019-02-18 12:05 | 677
| Tailem Bend - Cherry Gardens | F1944 | 2019-02-18 22:05 | 663
| Tailem Bend - Cherry Gardens | F1944 | 2019-02-19 12:05 | 677
| Tailem Bend - Cherry Gardens | F1944 | 2019-02-19 22:05 | 663
| Tailem Bend - Cherry Gardens | F1944 | 2019-02-20 12:05 | 677
| Tailem Bend - Cherry Gardens | F1944 | 2019-02-20 22:05 | 663
| Tailem Bend - Cherry Gardens | F1944 | 2019-02-21 12:05 | 677
| Tailem Bend - Cherry Gardens | F1944 | 2019-02-21 22:05 | 663
| Tailem Bend - Cherry Gardens | F1944 | 2019-02-22 10:05 | 677
| Tailem Bend - Cherry Gardens | F1944 | 2019-03-04 04:05 | 663
| Tailem Bend - Cherry Gardens | F1944 | 2019-03-04 10:05 | 677
| Tailem Bend - Cherry Gardens | F1944 | 2019-03-05 02:05 | 663
| Tailem Bend - Cherry Gardens | F1944 | 2019-03-05 10:05 | 677
| Tailem Bend - Cherry Gardens | F1944 | 2019-03-05 22:05 | 663
| Tailem Bend - Cherry Gardens | F1944 | 2019-03-07 16:05 | 677
| Tailem Bend - Cherry Gardens | F1944 | 2019-03-07 22:05 | 663
| Tailem Bend - Cherry Gardens | F1944 | 2019-03-08 12:05 | 677
| Tailem Bend - Cherry Gardens | F1944 | 2019-03-09 00:05 | 663
| Tailem Bend - Cherry Gardens | F1944 | 2019-03-09 10:05 | 677
| Tailem Bend - Cherry Gardens | F1944 | 2019-03-10 00:05 | 663
| Tailem Bend - Cherry Gardens | F1944 | 2019-03-10 12:05 | 677
| Tailem Bend - Cherry Gardens | F1944 | 2019-03-11 06:05 | 663
| Tailem Bend - Cherry Gardens | F1944 | 2019-03-11 10:05 | 677
| Tailem Bend - Cherry Gardens | F1944 | 2019-03-11 22:05 | 663
| Tailem Bend - Cherry Gardens | F1944 | 2019-03-12 14:05 | 677
| Tailem Bend - Cherry Gardens | F1944 | 2019-03-12 20:05 | 663
| Tailem Bend - Cherry Gardens | F1944 | 2019-03-13 14:05 | 677
| Tailem Bend - Cherry Gardens | F1944 | 2019-03-13 20:05 | 663
| Tailem Bend - Cherry Gardens | F1944 | 2019-03-14 14:20 | 677
| Tailem Bend - Cherry Gardens | F1944 | 2019-03-14 22:05 | 663
| Tailem Bend - Cherry Gardens | F1944 | 2019-03-15 12:05 | 677
| Tailem Bend - Cherry Gardens | F1944 | 2019-03-15 22:05 | 663
| Tailem Bend - Cherry Gardens | F1944 | 2019-03-16 10:05 | 677
| Tailem Bend - Cherry Gardens | F1944 | 2019-03-17 06:05 | 663
| Tailem Bend - Cherry Gardens | F1944 | 2019-03-17 10:05 | 677
| Tailem Bend - Cherry Gardens | F1944 | 2019-03-18 04:05 | 663
| Tailem Bend - Cherry Gardens | F1944 | 2019-03-18 10:05 | 677
| Tailem Bend - Cherry Gardens | F1944 | 2019-03-19 04:05 | 663
| Tailem Bend - Cherry Gardens | F1944 | 2019-03-19 10:05 | 677
| Tailem Bend - Cherry Gardens | F1944 | 2019-03-20 00:05 | 663
| Tailem Bend - Cherry Gardens | F1944 | 2019-03-20 10:05 | 677
| Tailem Bend - Cherry Gardens | F1944 | 2019-03-21 04:05 | 663
| Tailem Bend - Cherry Gardens | F1944 | 2019-03-21 10:05 | 677
| Tailem Bend - Cherry Gardens | F1944 | 2019-03-21 22:05 | 663
| Tailem Bend - Cherry Gardens | F1944 | 2019-03-22 10:05 | 677
| Tailem Bend - Cherry Gardens | F1944 | 2019-03-23 08:05 | 663
| Tailem Bend - Cherry Gardens | F1944 | 2019-03-23 10:05 | 677
| Tailem Bend - Cherry Gardens | F1944 | 2019-03-24 02:05 | 663
| Tailem Bend - Cherry Gardens | F1944 | 2019-03-24 12:05 | 677
| Tailem Bend - Cherry Gardens | F1944 | 2019-03-25 00:05 | 663
| Tailem Bend - Cherry Gardens | F1944 | 2019-03-26 14:05 | 677
| Tailem Bend - Cherry Gardens | F1944 | 2019-03-26 20:05 | 663
| Tailem Bend - Cherry Gardens | F1944 | 2019-03-27 12:05 | 677
| Tailem Bend - Cherry Gardens | F1944 | 2019-03-27 22:05 | 663
| Tailem Bend - Cherry Gardens | F1944 | 2019-03-28 13:10 | 677
| Tailem Bend - Cherry Gardens | F1944 | 2019-03-29 00:05 | 663
| Tailem Bend - Cherry Gardens | F1944 | 2019-03-29 08:05 | 677
| Tailem Bend - Cherry Gardens | F1944 | 2019-03-29 12:05 | 663
| Tailem Bend - Cherry Gardens | F1944 | 2019-04-01 14:05 | 677
| Tailem Bend - Cherry Gardens | F1944 | 2019-04-01 20:05 | 663
| Tailem Bend - Cherry Gardens | F1944 | 2019-04-02 12:05 | 677
| Tailem Bend - Cherry Gardens | F1944 | 2019-04-02 22:05 | 663
| Tailem Bend - Cherry Gardens | F1944 | 2019-04-03 12:05 | 677
| Tailem Bend - Cherry Gardens | F1944 | 2019-04-05 22:05 | 663
| Tailem Bend - Cherry Gardens | F1944 | 2019-04-06 14:05 | 677
| Tailem Bend - Cherry Gardens | F1944 | 2019-04-06 20:05 | 663
| Tailem Bend - Cherry Gardens | F1944 | 2019-04-07 15:05 | 677
| Tailem Bend - Cherry Gardens | F1944 | 2019-04-07 19:05 | 663
| Tailem Bend - Cherry Gardens | F1944 | 2019-04-08 15:05 | 677
| Tailem Bend - Cherry Gardens | F1944 | 2019-04-08 19:05 | 663
| Tailem Bend - Cherry Gardens | F1944 | 2019-04-11 15:05 | 677
| Tailem Bend - Cherry Gardens | F1944 | 2019-04-11 19:05 | 663
| Tailem Bend - Cherry Gardens | F1944 | 2019-04-12 13:05 | 677
| Tailem Bend - Cherry Gardens | F1944 | 2019-04-12 21:05 | 663
| Tailem Bend - Cherry Gardens | F1944 | 2019-04-13 13:05 | 677
| Tailem Bend - Cherry Gardens | F1944 | 2019-04-13 21:05 | 663
| Tailem Bend - Cherry Gardens | F1944 | 2019-04-14 13:05 | 677
| Tailem Bend - Cherry Gardens | F1944 | 2019-04-15 05:05 | 663
| Tailem Bend - Cherry Gardens | F1944 | 2019-04-15 07:05 | 677
| Tailem Bend - Cherry Gardens | F1944 | 2019-04-16 05:05 | 663
| Tailem Bend - Cherry Gardens | F1944 | 2019-04-16 11:05 | 677
| Tailem Bend - Cherry Gardens | F1944 | 2019-04-17 21:05 | 663
| Tailem Bend - Cherry Gardens | F1944 | 2019-04-18 15:05 | 677
| Tailem Bend - Cherry Gardens | F1944 | 2019-04-18 19:05 | 663
| Tailem Bend - Cherry Gardens | F1944 | 2019-04-19 09:05 | 677
| Tailem Bend - Cherry Gardens | F1944 | 2019-04-21 03:05 | 663
| Tailem Bend - Cherry Gardens | F1944 | 2019-04-23 15:05 | 677
| Tailem Bend - Cherry Gardens | F1944 | 2019-04-23 17:05 | 663
| Tailem Bend - Cherry Gardens | F1944 | 2019-04-24 15:05 | 677
| Tailem Bend - Cherry Gardens | F1944 | 2019-04-24 17:05 | 663
| Tailem Bend - Cherry Gardens | F1944 | 2019-04-25 15:05 | 677
| Tailem Bend - Cherry Gardens | F1944 | 2019-04-25 17:05 | 663
| Tailem Bend - Cherry Gardens | F1944 | 2019-04-29 15:05 | 677
| Tailem Bend - Cherry Gardens | F1944 | 2019-04-29 19:05 | 663
| Tailem Bend - Cherry Gardens | F1944 | 2019-04-30 13:05 | 677
| Tailem Bend - Cherry Gardens | F1944 | 2019-04-30 21:05 | 663
| Tailem Bend - Cherry Gardens | F1944 | 2019-05-15 15:05 | 677
| Tailem Bend - Cherry Gardens | F1944 | 2019-05-15 19:05 | 663
| Tailem Bend - Cherry Gardens | F1944 | 2019-05-16 17:05 | 677
| Tailem Bend - Cherry Gardens | F1944 | 2019-05-16 19:05 | 663
| Tailem Bend - Cherry Gardens | F1944 | 2019-05-17 15:05 | 677
| Tailem Bend - Cherry Gardens | F1944 | 2019-05-17 19:05 | 663
| Tailem Bend - Cherry Gardens | F1944 | 2019-05-18 13:05 | 677
| Tailem Bend - Cherry Gardens | F1944 | 2019-05-19 15:05 | 663
| Tailem Bend - Cherry Gardens | F1944 | 2019-05-21 16:10 | 677
| Tailem Bend - Cherry Gardens | F1944 | 2019-05-21 19:05 | 663
| Tailem Bend - Cherry Gardens | F1944 | 2019-05-22 13:05 | 677
| Tailem Bend - Cherry Gardens | F1944 | 2019-05-22 19:05 | 663
| Tailem Bend - Cherry Gardens | F1944 | 2019-05-23 13:05 | 677
| Tailem Bend - Cherry Gardens | F1944 | 2019-05-23 19:05 | 663
| Tailem Bend - Cherry Gardens | F1944 | 2019-05-24 13:05 | 677
| Tailem Bend - Cherry Gardens | F1944 | 2019-05-24 17:05 | 663
| Tailem Bend - Cherry Gardens | F1944 | 2019-05-31 | 677
| Tailem Bend - Mobilong | F1942 | 2016-08-18 13:05 | 173.0684
| Tailem Bend - Mobilong | F1942 | 2016-08-18 19:05 | 150.8919
| Tailem Bend - Mobilong | F1942 | 2016-10-06 11:05 | 173.0684
| Tailem Bend - Mobilong | F1942 | 2016-10-06 21:05 | 150.8919
| Tailem Bend - Mobilong | F1942 | 2016-10-09 12:05 | 173.0684
| Tailem Bend - Mobilong | F1942 | 2016-10-09 13:05 | 150.8919
| Tailem Bend - Mobilong | F1942 | 2016-10-14 16:05 | 173.0684
| Tailem Bend - Mobilong | F1942 | 2016-10-14 18:05 | 150.8919
| Tailem Bend - Mobilong | F1942 | 2016-10-15 12:05 | 173.0684
| Tailem Bend - Mobilong | F1942 | 2016-10-15 21:05 | 150.8919
| Tailem Bend - Mobilong | F1942 | 2016-10-20 13:05 | 173.0684
| Tailem Bend - Mobilong | F1942 | 2016-10-21 01:05 | 150.8919
| Tailem Bend - Mobilong | F1942 | 2016-10-25 12:05 | 173.0684
| Tailem Bend - Mobilong | F1942 | 2016-10-25 19:05 | 150.8919
| Tailem Bend - Mobilong | F1942 | 2016-10-29 12:05 | 173.0684
| Tailem Bend - Mobilong | F1942 | 2016-10-29 21:05 | 150.8919
| Tailem Bend - Mobilong | F1942 | 2016-10-30 01:05 | 173.0684
| Tailem Bend - Mobilong | F1942 | 2016-10-30 04:05 | 150.8919
| Tailem Bend - Mobilong | F1942 | 2016-11-04 11:05 | 173.0684
| Tailem Bend - Mobilong | F1942 | 2016-11-04 16:05 | 150.8919
| Tailem Bend - Mobilong | F1942 | 2016-11-10 16:05 | 173.0684
| Tailem Bend - Mobilong | F1942 | 2016-11-10 19:05 | 150.8919
| Tailem Bend - Mobilong | F1942 | 2016-11-11 08:35 | 173.0684
| Tailem Bend - Mobilong | F1942 | 2019-05-31 | 182.8992
| Tailem Bend - Tungkillo | F1942 | 2016-08-15 11:55 | 476
| Tailem Bend - Tungkillo | F1942 | 2016-08-28 16:05 | 684
| Tailem Bend - Tungkillo | F1942 | 2016-08-28 20:05 | 624
| Tailem Bend - Tungkillo | F1942 | 2016-08-29 16:05 | 684
| Tailem Bend - Tungkillo | F1942 | 2016-08-29 18:05 | 624
| Tailem Bend - Tungkillo | F1942 | 2016-09-06 14:05 | 684
| Tailem Bend - Tungkillo | F1942 | 2016-09-06 20:05 | 624
| Tailem Bend - Tungkillo | F1942 | 2016-09-07 12:05 | 684
| Tailem Bend - Tungkillo | F1942 | 2016-09-08 06:05 | 624
| Tailem Bend - Tungkillo | F1942 | 2016-10-02 00:05 | 684
| Tailem Bend - Tungkillo | F1942 | 2016-10-02 04:05 | 624
| Tailem Bend - Tungkillo | F1942 | 2016-10-06 10:05 | 684
| Tailem Bend - Tungkillo | F1942 | 2016-10-07 04:05 | 624
| Tailem Bend - Tungkillo | F1942 | 2016-10-07 10:05 | 684
| Tailem Bend - Tungkillo | F1942 | 2016-10-07 20:05 | 624
| Tailem Bend - Tungkillo | F1942 | 2016-10-08 14:05 | 684
| Tailem Bend - Tungkillo | F1942 | 2016-10-09 14:05 | 624
| Tailem Bend - Tungkillo | F1942 | 2016-10-14 12:05 | 684
| Tailem Bend - Tungkillo | F1942 | 2016-10-14 22:05 | 624
| Tailem Bend - Tungkillo | F1942 | 2016-10-15 10:05 | 684
| Tailem Bend - Tungkillo | F1942 | 2016-10-16 04:05 | 624
| Tailem Bend - Tungkillo | F1942 | 2016-10-20 10:05 | 684
| Tailem Bend - Tungkillo | F1942 | 2016-10-21 00:05 | 624
| Tailem Bend - Tungkillo | F1942 | 2016-10-24 14:05 | 684
| Tailem Bend - Tungkillo | F1942 | 2016-10-24 22:05 | 624
| Tailem Bend - Tungkillo | F1942 | 2016-10-25 10:05 | 684
| Tailem Bend - Tungkillo | F1942 | 2016-10-26 00:05 | 624
| Tailem Bend - Tungkillo | F1942 | 2016-10-28 14:05 | 684
| Tailem Bend - Tungkillo | F1942 | 2016-10-28 20:05 | 624
| Tailem Bend - Tungkillo | F1942 | 2016-10-29 10:05 | 684
| Tailem Bend - Tungkillo | F1942 | 2016-10-30 04:05 | 624
| Tailem Bend - Tungkillo | F1942 | 2016-11-03 14:05 | 684
| Tailem Bend - Tungkillo | F1942 | 2016-11-03 22:05 | 624
| Tailem Bend - Tungkillo | F1942 | 2016-11-04 12:05 | 684
| Tailem Bend - Tungkillo | F1942 | 2016-11-04 18:05 | 624
| Tailem Bend - Tungkillo | F1942 | 2016-11-06 16:05 | 684
| Tailem Bend - Tungkillo | F1942 | 2016-11-06 22:05 | 624
| Tailem Bend - Tungkillo | F1942 | 2016-11-07 04:05 | 684
| Tailem Bend - Tungkillo | F1942 | 2016-11-07 06:05 | 624
| Tailem Bend - Tungkillo | F1942 | 2016-11-07 10:05 | 684
| Tailem Bend - Tungkillo | F1942 | 2016-11-07 20:05 | 624
| Tailem Bend - Tungkillo | F1942 | 2016-11-09 16:05 | 684
| Tailem Bend - Tungkillo | F1942 | 2016-11-09 20:05 | 624
| Tailem Bend - Tungkillo | F1942 | 2016-11-10 12:05 | 684
| Tailem Bend - Tungkillo | F1942 | 2016-11-10 20:05 | 624
| Tailem Bend - Tungkillo | F1942 | 2016-11-11 08:05 | 684
| Tailem Bend - Tungkillo | F1942 | 2016-11-12 00:05 | 624
| Tailem Bend - Tungkillo | F1942 | 2016-11-16 12:05 | 684
| Tailem Bend - Tungkillo | F1942 | 2016-11-17 12:55 | 624
| Tailem Bend - Tungkillo | F1942 | 2016-11-17 20:05 | 603
| Tailem Bend - Tungkillo | F1942 | 2016-11-18 02:05 | 624
| Tailem Bend - Tungkillo | F1942 | 2016-11-18 12:05 | 684
| Tailem Bend - Tungkillo | F1942 | 2016-11-18 22:05 | 624
| Tailem Bend - Tungkillo | F1942 | 2016-11-19 10:05 | 684
| Tailem Bend - Tungkillo | F1942 | 2016-11-20 06:05 | 624
| Tailem Bend - Tungkillo | F1942 | 2016-11-20 08:05 | 684
| Tailem Bend - Tungkillo | F1942 | 2016-11-20 12:05 | 624
| Tailem Bend - Tungkillo | F1942 | 2016-11-20 22:05 | 603
| Tailem Bend - Tungkillo | F1942 | 2016-11-21 22:05 | 624
| Tailem Bend - Tungkillo | F1942 | 2016-11-25 14:05 | 684
| Tailem Bend - Tungkillo | F1942 | 2016-11-25 18:05 | 624
| Tailem Bend - Tungkillo | F1942 | 2016-11-26 12:05 | 684
| Tailem Bend - Tungkillo | F1942 | 2016-11-26 20:05 | 624
| Tailem Bend - Tungkillo | F1942 | 2016-11-27 12:05 | 684
| Tailem Bend - Tungkillo | F1942 | 2016-11-27 22:05 | 624
| Tailem Bend - Tungkillo | F1942 | 2016-11-28 10:05 | 684
| Tailem Bend - Tungkillo | F1942 | 2016-11-29 02:05 | 624
| Tailem Bend - Tungkillo | F1942 | 2016-11-29 10:05 | 684
| Tailem Bend - Tungkillo | F1942 | 2016-11-29 22:05 | 624
| Tailem Bend - Tungkillo | F1942 | 2016-11-30 12:05 | 684
| Tailem Bend - Tungkillo | F1942 | 2016-11-30 20:05 | 624
| Tailem Bend - Tungkillo | F1942 | 2016-12-01 12:05 | 684
| Tailem Bend - Tungkillo | F1942 | 2016-12-01 20:05 | 624
| Tailem Bend - Tungkillo | F1942 | 2016-12-02 12:05 | 684
| Tailem Bend - Tungkillo | F1942 | 2016-12-02 20:05 | 624
| Tailem Bend - Tungkillo | F1942 | 2016-12-03 10:05 | 684
| Tailem Bend - Tungkillo | F1942 | 2016-12-03 16:05 | 624
| Tailem Bend - Tungkillo | F1942 | 2016-12-03 18:05 | 603
| Tailem Bend - Tungkillo | F1942 | 2016-12-05 00:05 | 624
| Tailem Bend - Tungkillo | F1942 | 2016-12-05 12:05 | 684
| Tailem Bend - Tungkillo | F1942 | 2016-12-05 20:05 | 624
| Tailem Bend - Tungkillo | F1942 | 2016-12-06 12:05 | 684
| Tailem Bend - Tungkillo | F1942 | 2016-12-06 22:05 | 624
| Tailem Bend - Tungkillo | F1942 | 2016-12-07 10:05 | 684
| Tailem Bend - Tungkillo | F1942 | 2016-12-08 04:05 | 624
| Tailem Bend - Tungkillo | F1942 | 2016-12-10 12:05 | 684
| Tailem Bend - Tungkillo | F1942 | 2016-12-10 22:05 | 624
| Tailem Bend - Tungkillo | F1942 | 2016-12-11 10:05 | 684
| Tailem Bend - Tungkillo | F1942 | 2016-12-12 06:05 | 624
| Tailem Bend - Tungkillo | F1942 | 2016-12-12 08:05 | 684
| Tailem Bend - Tungkillo | F1942 | 2016-12-12 12:05 | 624
| Tailem Bend - Tungkillo | F1942 | 2016-12-12 22:05 | 603
| Tailem Bend - Tungkillo | F1942 | 2016-12-13 10:05 | 624
| Tailem Bend - Tungkillo | F1942 | 2016-12-13 20:05 | 603
| Tailem Bend - Tungkillo | F1942 | 2016-12-14 04:05 | 624
| Tailem Bend - Tungkillo | F1942 | 2016-12-14 14:05 | 684
| Tailem Bend - Tungkillo | F1942 | 2016-12-14 18:05 | 624
| Tailem Bend - Tungkillo | F1942 | 2016-12-15 16:05 | 684
| Tailem Bend - Tungkillo | F1942 | 2016-12-15 20:05 | 624
| Tailem Bend - Tungkillo | F1942 | 2016-12-16 12:05 | 684
| Tailem Bend - Tungkillo | F1942 | 2016-12-16 22:05 | 624
| Tailem Bend - Tungkillo | F1942 | 2016-12-18 14:05 | 684
| Tailem Bend - Tungkillo | F1942 | 2016-12-19 12:05 | 624
| Tailem Bend - Tungkillo | F1942 | 2016-12-19 20:05 | 603
| Tailem Bend - Tungkillo | F1942 | 2016-12-20 02:05 | 624
| Tailem Bend - Tungkillo | F1942 | 2016-12-20 14:05 | 684
| Tailem Bend - Tungkillo | F1942 | 2016-12-20 20:05 | 624
| Tailem Bend - Tungkillo | F1942 | 2016-12-21 12:05 | 684
| Tailem Bend - Tungkillo | F1942 | 2016-12-21 20:05 | 624
| Tailem Bend - Tungkillo | F1942 | 2016-12-22 10:05 | 684
| Tailem Bend - Tungkillo | F1942 | 2016-12-22 16:05 | 624
| Tailem Bend - Tungkillo | F1942 | 2016-12-22 20:05 | 603
| Tailem Bend - Tungkillo | F1942 | 2016-12-23 10:05 | 624
| Tailem Bend - Tungkillo | F1942 | 2016-12-23 20:05 | 603
| Tailem Bend - Tungkillo | F1942 | 2016-12-24 06:05 | 624
| Tailem Bend - Tungkillo | F1942 | 2016-12-24 08:05 | 684
| Tailem Bend - Tungkillo | F1942 | 2016-12-24 12:05 | 624
| Tailem Bend - Tungkillo | F1942 | 2016-12-24 22:05 | 603
| Tailem Bend - Tungkillo | F1942 | 2016-12-25 06:05 | 624
| Tailem Bend - Tungkillo | F1942 | 2016-12-25 08:05 | 684
| Tailem Bend - Tungkillo | F1942 | 2016-12-25 10:05 | 624
| Tailem Bend - Tungkillo | F1942 | 2016-12-26 00:05 | 603
| Tailem Bend - Tungkillo | F1942 | 2016-12-28 16:05 | 624
| Tailem Bend - Tungkillo | F1942 | 2016-12-28 18:05 | 603
| Tailem Bend - Tungkillo | F1942 | 2016-12-29 04:05 | 624
| Tailem Bend - Tungkillo | F1942 | 2016-12-29 10:05 | 684
| Tailem Bend - Tungkillo | F1942 | 2016-12-30 02:05 | 624
| Tailem Bend - Tungkillo | F1942 | 2016-12-30 12:05 | 684
| Tailem Bend - Tungkillo | F1942 | 2016-12-31 00:05 | 624
| Tailem Bend - Tungkillo | F1942 | 2016-12-31 12:05 | 684
| Tailem Bend - Tungkillo | F1942 | 2017-01-01 00:05 | 624
| Tailem Bend - Tungkillo | F1942 | 2017-01-01 12:05 | 684
| Tailem Bend - Tungkillo | F1942 | 2017-01-01 20:05 | 624
| Tailem Bend - Tungkillo | F1942 | 2017-01-02 12:05 | 684
| Tailem Bend - Tungkillo | F1942 | 2017-01-02 20:05 | 624
| Tailem Bend - Tungkillo | F1942 | 2017-01-03 12:05 | 684
| Tailem Bend - Tungkillo | F1942 | 2017-01-04 12:05 | 624
| Tailem Bend - Tungkillo | F1942 | 2017-01-04 20:05 | 603
| Tailem Bend - Tungkillo | F1942 | 2017-01-05 12:05 | 624
| Tailem Bend - Tungkillo | F1942 | 2017-01-05 22:05 | 603
| Tailem Bend - Tungkillo | F1942 | 2017-01-06 10:05 | 624
| Tailem Bend - Tungkillo | F1942 | 2017-01-07 22:05 | 603
| Tailem Bend - Tungkillo | F1942 | 2017-01-10 04:05 | 624
| Tailem Bend - Tungkillo | F1942 | 2017-01-10 08:05 | 684
| Tailem Bend - Tungkillo | F1942 | 2017-01-11 00:05 | 624
| Tailem Bend - Tungkillo | F1942 | 2017-01-11 10:05 | 684
| Tailem Bend - Tungkillo | F1942 | 2017-01-12 00:05 | 624
| Tailem Bend - Tungkillo | F1942 | 2017-01-12 09:45 | 684
| Tailem Bend - Tungkillo | F1942 | 2017-01-12 10:05 | 624
| Tailem Bend - Tungkillo | F1942 | 2017-01-12 10:20 | 684
| Tailem Bend - Tungkillo | F1942 | 2017-01-12 13:50 | 624
| Tailem Bend - Tungkillo | F1942 | 2017-01-13 00:05 | 603
| Tailem Bend - Tungkillo | F1942 | 2017-01-13 04:05 | 624
| Tailem Bend - Tungkillo | F1942 | 2017-01-13 06:05 | 603
| Tailem Bend - Tungkillo | F1942 | 2017-01-13 22:05 | 624
| Tailem Bend - Tungkillo | F1942 | 2017-01-14 12:05 | 684
| Tailem Bend - Tungkillo | F1942 | 2017-01-14 22:05 | 624
| Tailem Bend - Tungkillo | F1942 | 2017-01-15 12:05 | 684
| Tailem Bend - Tungkillo | F1942 | 2017-01-16 04:05 | 624
| Tailem Bend - Tungkillo | F1942 | 2017-01-16 10:05 | 684
| Tailem Bend - Tungkillo | F1942 | 2017-01-16 14:05 | 624
| Tailem Bend - Tungkillo | F1942 | 2017-01-16 22:05 | 603
| Tailem Bend - Tungkillo | F1942 | 2017-01-17 12:00 | 624
| Tailem Bend - Tungkillo | F1942 | 2017-01-17 22:05 | 603
| Tailem Bend - Tungkillo | F1942 | 2017-01-18 06:05 | 624
| Tailem Bend - Tungkillo | F1942 | 2017-01-18 12:05 | 684
| Tailem Bend - Tungkillo | F1942 | 2017-01-18 22:05 | 624
| Tailem Bend - Tungkillo | F1942 | 2017-01-19 04:05 | 684
| Tailem Bend - Tungkillo | F1942 | 2017-01-19 14:05 | 624
| Tailem Bend - Tungkillo | F1942 | 2017-01-19 22:05 | 603
| Tailem Bend - Tungkillo | F1942 | 2017-01-20 08:05 | 624
| Tailem Bend - Tungkillo | F1942 | 2017-01-20 12:05 | 684
| Tailem Bend - Tungkillo | F1942 | 2017-01-20 20:05 | 624
| Tailem Bend - Tungkillo | F1942 | 2017-01-21 12:05 | 684
| Tailem Bend - Tungkillo | F1942 | 2017-01-22 00:05 | 624
| Tailem Bend - Tungkillo | F1942 | 2017-01-22 04:05 | 684
| Tailem Bend - Tungkillo | F1942 | 2017-01-22 14:05 | 624
| Tailem Bend - Tungkillo | F1942 | 2017-01-22 22:05 | 603
| Tailem Bend - Tungkillo | F1942 | 2017-01-23 10:05 | 624
| Tailem Bend - Tungkillo | F1942 | 2017-01-23 12:05 | 603
| Tailem Bend - Tungkillo | F1942 | 2017-01-24 02:05 | 624
| Tailem Bend - Tungkillo | F1942 | 2017-01-24 10:05 | 684
| Tailem Bend - Tungkillo | F1942 | 2017-01-24 20:05 | 624
| Tailem Bend - Tungkillo | F1942 | 2017-01-25 12:05 | 684
| Tailem Bend - Tungkillo | F1942 | 2017-01-25 22:05 | 624
| Tailem Bend - Tungkillo | F1942 | 2017-01-26 12:05 | 684
| Tailem Bend - Tungkillo | F1942 | 2017-01-26 22:05 | 624
| Tailem Bend - Tungkillo | F1942 | 2017-01-27 10:05 | 684
| Tailem Bend - Tungkillo | F1942 | 2017-01-27 16:05 | 624
| Tailem Bend - Tungkillo | F1942 | 2017-01-27 22:05 | 603
| Tailem Bend - Tungkillo | F1942 | 2017-01-28 04:05 | 624
| Tailem Bend - Tungkillo | F1942 | 2017-01-28 10:05 | 684
| Tailem Bend - Tungkillo | F1942 | 2017-01-28 14:05 | 624
| Tailem Bend - Tungkillo | F1942 | 2017-01-28 20:05 | 603
| Tailem Bend - Tungkillo | F1942 | 2017-01-29 04:05 | 624
| Tailem Bend - Tungkillo | F1942 | 2017-01-29 10:05 | 684
| Tailem Bend - Tungkillo | F1942 | 2017-01-29 12:05 | 624
| Tailem Bend - Tungkillo | F1942 | 2017-01-30 00:05 | 603
| Tailem Bend - Tungkillo | F1942 | 2017-01-30 06:05 | 624
| Tailem Bend - Tungkillo | F1942 | 2017-01-30 08:05 | 603
| Tailem Bend - Tungkillo | F1942 | 2017-01-31 04:05 | 624
| Tailem Bend - Tungkillo | F1942 | 2017-01-31 12:05 | 684
| Tailem Bend - Tungkillo | F1942 | 2017-01-31 22:05 | 624
| Tailem Bend - Tungkillo | F1942 | 2017-02-01 12:05 | 684
| Tailem Bend - Tungkillo | F1942 | 2017-02-01 22:05 | 624
| Tailem Bend - Tungkillo | F1942 | 2017-02-02 11:45 | 684
| Tailem Bend - Tungkillo | F1942 | 2017-02-02 22:05 | 624
| Tailem Bend - Tungkillo | F1942 | 2017-02-03 10:05 | 684
| Tailem Bend - Tungkillo | F1942 | 2017-02-04 04:05 | 624
| Tailem Bend - Tungkillo | F1942 | 2017-02-04 08:05 | 684
| Tailem Bend - Tungkillo | F1942 | 2017-02-06 04:05 | 624
| Tailem Bend - Tungkillo | F1942 | 2017-02-07 12:05 | 684
| Tailem Bend - Tungkillo | F1942 | 2017-02-08 09:40 | 624
| Tailem Bend - Tungkillo | F1942 | 2017-02-09 04:05 | 603
| Tailem Bend - Tungkillo | F1942 | 2017-02-09 10:05 | 624
| Tailem Bend - Tungkillo | F1942 | 2017-02-10 00:05 | 603
| Tailem Bend - Tungkillo | F1942 | 2017-02-10 10:05 | 624
| Tailem Bend - Tungkillo | F1942 | 2017-02-11 00:05 | 603
| Tailem Bend - Tungkillo | F1942 | 2017-02-11 12:05 | 624
| Tailem Bend - Tungkillo | F1942 | 2017-02-11 20:05 | 603
| Tailem Bend - Tungkillo | F1942 | 2017-02-12 00:05 | 624
| Tailem Bend - Tungkillo | F1942 | 2017-02-12 12:05 | 684
| Tailem Bend - Tungkillo | F1942 | 2017-02-12 20:05 | 624
| Tailem Bend - Tungkillo | F1942 | 2017-02-13 14:05 | 684
| Tailem Bend - Tungkillo | F1942 | 2017-02-13 20:05 | 624
| Tailem Bend - Tungkillo | F1942 | 2017-02-14 12:05 | 684
| Tailem Bend - Tungkillo | F1942 | 2017-02-15 14:05 | 624
| Tailem Bend - Tungkillo | F1942 | 2017-02-15 16:05 | 603
| Tailem Bend - Tungkillo | F1942 | 2017-02-16 02:05 | 624
| Tailem Bend - Tungkillo | F1942 | 2017-02-16 10:05 | 684
| Tailem Bend - Tungkillo | F1942 | 2017-02-16 22:05 | 624
| Tailem Bend - Tungkillo | F1942 | 2017-02-17 16:05 | 684
| Tailem Bend - Tungkillo | F1942 | 2017-02-17 22:05 | 624
| Tailem Bend - Tungkillo | F1942 | 2017-02-20 14:05 | 684
| Tailem Bend - Tungkillo | F1942 | 2017-02-20 20:05 | 624
| Tailem Bend - Tungkillo | F1942 | 2017-02-21 12:05 | 684
| Tailem Bend - Tungkillo | F1942 | 2017-02-23 00:05 | 624
| Tailem Bend - Tungkillo | F1942 | 2017-02-23 10:05 | 684
| Tailem Bend - Tungkillo | F1942 | 2017-02-23 22:05 | 624
| Tailem Bend - Tungkillo | F1942 | 2017-02-24 14:05 | 684
| Tailem Bend - Tungkillo | F1942 | 2017-02-24 18:05 | 624
| Tailem Bend - Tungkillo | F1942 | 2017-02-25 14:05 | 684
| Tailem Bend - Tungkillo | F1942 | 2017-02-25 20:05 | 624
| Tailem Bend - Tungkillo | F1942 | 2017-02-26 12:05 | 684
| Tailem Bend - Tungkillo | F1942 | 2017-02-27 00:05 | 624
| Tailem Bend - Tungkillo | F1942 | 2017-02-27 10:05 | 684
| Tailem Bend - Tungkillo | F1942 | 2017-02-27 14:05 | 624
| Tailem Bend - Tungkillo | F1942 | 2017-02-27 22:05 | 603
| Tailem Bend - Tungkillo | F1942 | 2017-02-28 10:05 | 624
| Tailem Bend - Tungkillo | F1942 | 2017-03-01 00:05 | 603
| Tailem Bend - Tungkillo | F1942 | 2017-03-01 10:05 | 624
| Tailem Bend - Tungkillo | F1942 | 2017-03-02 00:05 | 603
| Tailem Bend - Tungkillo | F1942 | 2017-03-02 12:05 | 624
| Tailem Bend - Tungkillo | F1942 | 2017-03-02 20:05 | 603
| Tailem Bend - Tungkillo | F1942 | 2017-03-03 06:05 | 624
| Tailem Bend - Tungkillo | F1942 | 2017-03-03 08:05 | 684
| Tailem Bend - Tungkillo | F1942 | 2017-03-03 14:05 | 624
| Tailem Bend - Tungkillo | F1942 | 2017-03-03 20:05 | 603
| Tailem Bend - Tungkillo | F1942 | 2017-03-04 14:05 | 624
| Tailem Bend - Tungkillo | F1942 | 2017-03-04 18:05 | 603
| Tailem Bend - Tungkillo | F1942 | 2017-03-05 00:05 | 624
| Tailem Bend - Tungkillo | F1942 | 2017-03-05 12:05 | 684
| Tailem Bend - Tungkillo | F1942 | 2017-03-05 20:05 | 624
| Tailem Bend - Tungkillo | F1942 | 2017-03-06 12:05 | 684
| Tailem Bend - Tungkillo | F1942 | 2017-03-06 22:05 | 624
| Tailem Bend - Tungkillo | F1942 | 2017-03-07 04:05 | 684
| Tailem Bend - Tungkillo | F1942 | 2017-03-07 16:05 | 624
| Tailem Bend - Tungkillo | F1942 | 2017-03-07 20:05 | 603
| Tailem Bend - Tungkillo | F1942 | 2017-03-08 08:05 | 624
| Tailem Bend - Tungkillo | F1942 | 2017-03-08 09:20 | 684
| Tailem Bend - Tungkillo | F1942 | 2017-03-08 14:05 | 624
| Tailem Bend - Tungkillo | F1942 | 2017-03-08 20:05 | 603
| Tailem Bend - Tungkillo | F1942 | 2017-03-09 06:05 | 624
| Tailem Bend - Tungkillo | F1942 | 2017-03-09 10:05 | 684
| Tailem Bend - Tungkillo | F1942 | 2017-03-09 10:10 | 624
| Tailem Bend - Tungkillo | F1942 | 2017-03-09 10:15 | 684
| Tailem Bend - Tungkillo | F1942 | 2017-03-09 14:05 | 624
| Tailem Bend - Tungkillo | F1942 | 2017-03-09 20:05 | 603
| Tailem Bend - Tungkillo | F1942 | 2017-03-10 04:05 | 624
| Tailem Bend - Tungkillo | F1942 | 2017-03-10 11:35 | 684
| Tailem Bend - Tungkillo | F1942 | 2017-03-10 16:05 | 624
| Tailem Bend - Tungkillo | F1942 | 2017-03-10 20:05 | 603
| Tailem Bend - Tungkillo | F1942 | 2017-03-12 00:05 | 624
| Tailem Bend - Tungkillo | F1942 | 2017-03-13 14:05 | 684
| Tailem Bend - Tungkillo | F1942 | 2017-03-13 20:05 | 624
| Tailem Bend - Tungkillo | F1942 | 2017-03-14 10:05 | 684
| Tailem Bend - Tungkillo | F1942 | 2017-03-15 12:05 | 624
| Tailem Bend - Tungkillo | F1942 | 2017-03-15 22:05 | 603
| Tailem Bend - Tungkillo | F1942 | 2017-03-16 04:05 | 624
| Tailem Bend - Tungkillo | F1942 | 2017-03-16 12:25 | 684
| Tailem Bend - Tungkillo | F1942 | 2017-03-16 20:05 | 624
| Tailem Bend - Tungkillo | F1942 | 2017-03-17 14:05 | 684
| Tailem Bend - Tungkillo | F1942 | 2017-03-17 22:05 | 624
| Tailem Bend - Tungkillo | F1942 | 2017-03-18 10:05 | 684
| Tailem Bend - Tungkillo | F1942 | 2017-03-18 16:05 | 624
| Tailem Bend - Tungkillo | F1942 | 2017-03-18 18:05 | 603
| Tailem Bend - Tungkillo | F1942 | 2017-03-19 04:05 | 624
| Tailem Bend - Tungkillo | F1942 | 2017-03-19 10:05 | 684
| Tailem Bend - Tungkillo | F1942 | 2017-03-19 12:05 | 624
| Tailem Bend - Tungkillo | F1942 | 2017-03-19 22:05 | 603
| Tailem Bend - Tungkillo | F1942 | 2017-03-20 12:05 | 624
| Tailem Bend - Tungkillo | F1942 | 2017-03-20 14:05 | 603
| Tailem Bend - Tungkillo | F1942 | 2017-03-22 02:05 | 624
| Tailem Bend - Tungkillo | F1942 | 2017-03-22 14:05 | 684
| Tailem Bend - Tungkillo | F1942 | 2017-03-22 22:05 | 624
| Tailem Bend - Tungkillo | F1942 | 2017-03-23 12:05 | 684
| Tailem Bend - Tungkillo | F1942 | 2017-03-24 16:05 | 624
| Tailem Bend - Tungkillo | F1942 | 2017-03-24 20:05 | 603
| Tailem Bend - Tungkillo | F1942 | 2017-03-26 14:05 | 624
| Tailem Bend - Tungkillo | F1942 | 2017-03-27 04:05 | 603
| Tailem Bend - Tungkillo | F1942 | 2017-03-27 22:05 | 624
| Tailem Bend - Tungkillo | F1942 | 2017-03-28 14:05 | 684
| Tailem Bend - Tungkillo | F1942 | 2017-03-28 22:05 | 624
| Tailem Bend - Tungkillo | F1942 | 2017-03-29 14:05 | 684
| Tailem Bend - Tungkillo | F1942 | 2017-03-29 16:05 | 624
| Tailem Bend - Tungkillo | F1942 | 2017-04-01 14:05 | 684
| Tailem Bend - Tungkillo | F1942 | 2017-04-01 18:05 | 624
| Tailem Bend - Tungkillo | F1942 | 2017-04-03 16:05 | 684
| Tailem Bend - Tungkillo | F1942 | 2017-04-03 18:05 | 624
| Tailem Bend - Tungkillo | F1942 | 2017-04-04 12:05 | 684
| Tailem Bend - Tungkillo | F1942 | 2017-04-05 02:05 | 624
| Tailem Bend - Tungkillo | F1942 | 2017-04-05 04:05 | 684
| Tailem Bend - Tungkillo | F1942 | 2017-04-05 06:05 | 624
| Tailem Bend - Tungkillo | F1942 | 2017-04-05 12:05 | 684
| Tailem Bend - Tungkillo | F1942 | 2017-04-05 22:05 | 624
| Tailem Bend - Tungkillo | F1942 | 2017-04-06 12:05 | 684
| Tailem Bend - Tungkillo | F1942 | 2017-04-07 00:05 | 624
| Tailem Bend - Tungkillo | F1942 | 2017-04-07 02:05 | 684
| Tailem Bend - Tungkillo | F1942 | 2017-04-07 06:05 | 624
| Tailem Bend - Tungkillo | F1942 | 2017-04-07 10:05 | 684
| Tailem Bend - Tungkillo | F1942 | 2017-04-08 00:05 | 624
| Tailem Bend - Tungkillo | F1942 | 2017-04-08 10:05 | 684
| Tailem Bend - Tungkillo | F1942 | 2017-04-08 20:05 | 624
| Tailem Bend - Tungkillo | F1942 | 2017-04-12 14:15 | 684
| Tailem Bend - Tungkillo | F1942 | 2017-04-12 20:05 | 624
| Tailem Bend - Tungkillo | F1942 | 2017-04-13 12:05 | 684
| Tailem Bend - Tungkillo | F1942 | 2017-04-13 22:05 | 624
| Tailem Bend - Tungkillo | F1942 | 2017-04-14 12:05 | 684
| Tailem Bend - Tungkillo | F1942 | 2017-04-14 20:05 | 624
| Tailem Bend - Tungkillo | F1942 | 2017-04-15 12:05 | 684
| Tailem Bend - Tungkillo | F1942 | 2017-04-15 20:05 | 624
| Tailem Bend - Tungkillo | F1942 | 2017-04-16 14:05 | 684
| Tailem Bend - Tungkillo | F1942 | 2017-04-16 20:05 | 624
| Tailem Bend - Tungkillo | F1942 | 2017-04-17 12:05 | 684
| Tailem Bend - Tungkillo | F1942 | 2017-04-20 04:05 | 624
| Tailem Bend - Tungkillo | F1942 | 2017-04-20 16:05 | 684
| Tailem Bend - Tungkillo | F1942 | 2017-04-20 22:05 | 624
| Tailem Bend - Tungkillo | F1942 | 2017-04-21 14:05 | 684
| Tailem Bend - Tungkillo | F1942 | 2017-04-21 20:05 | 624
| Tailem Bend - Tungkillo | F1942 | 2017-04-22 12:05 | 684
| Tailem Bend - Tungkillo | F1942 | 2017-04-22 20:05 | 624
| Tailem Bend - Tungkillo | F1942 | 2017-04-23 12:05 | 684
| Tailem Bend - Tungkillo | F1942 | 2017-04-24 02:05 | 624
| Tailem Bend - Tungkillo | F1942 | 2017-05-15 16:05 | 684
| Tailem Bend - Tungkillo | F1942 | 2017-05-15 18:05 | 624
| Tailem Bend - Tungkillo | F1942 | 2017-05-21 14:05 | 684
| Tailem Bend - Tungkillo | F1942 | 2017-05-21 20:05 | 624
| Tailem Bend - Tungkillo | F1942 | 2017-05-26 16:05 | 684
| Tailem Bend - Tungkillo | F1942 | 2017-05-26 18:05 | 624
| Tailem Bend - Tungkillo | F1942 | 2017-07-29 12:05 | 684
| Tailem Bend - Tungkillo | F1942 | 2017-07-29 14:05 | 624
| Tailem Bend - Tungkillo | F1942 | 2017-08-13 14:05 | 684
| Tailem Bend - Tungkillo | F1942 | 2017-08-13 20:05 | 624
| Tailem Bend - Tungkillo | F1942 | 2017-09-01 16:05 | 684
| Tailem Bend - Tungkillo | F1942 | 2017-09-01 18:05 | 624
| Tailem Bend - Tungkillo | F1942 | 2017-09-11 12:05 | 684
| Tailem Bend - Tungkillo | F1942 | 2017-09-11 20:05 | 624
| Tailem Bend - Tungkillo | F1942 | 2017-09-12 12:05 | 684
| Tailem Bend - Tungkillo | F1942 | 2017-09-12 16:05 | 624
| Tailem Bend - Tungkillo | F1942 | 2017-09-17 14:05 | 684
| Tailem Bend - Tungkillo | F1942 | 2017-09-17 22:05 | 624
| Tailem Bend - Tungkillo | F1942 | 2017-09-20 16:05 | 684
| Tailem Bend - Tungkillo | F1942 | 2017-09-20 20:05 | 624
| Tailem Bend - Tungkillo | F1942 | 2017-09-22 12:05 | 684
| Tailem Bend - Tungkillo | F1942 | 2017-09-23 02:05 | 624
| Tailem Bend - Tungkillo | F1942 | 2017-09-26 16:05 | 684
| Tailem Bend - Tungkillo | F1942 | 2017-09-27 04:05 | 624
| Tailem Bend - Tungkillo | F1942 | 2017-09-27 10:05 | 684
| Tailem Bend - Tungkillo | F1942 | 2017-09-27 20:05 | 624
| Tailem Bend - Tungkillo | F1942 | 2017-10-02 16:05 | 684
| Tailem Bend - Tungkillo | F1942 | 2017-10-02 20:05 | 624
| Tailem Bend - Tungkillo | F1942 | 2017-10-03 12:05 | 684
| Tailem Bend - Tungkillo | F1942 | 2017-10-03 22:05 | 624
| Tailem Bend - Tungkillo | F1942 | 2017-10-04 10:05 | 684
| Tailem Bend - Tungkillo | F1942 | 2017-10-04 22:05 | 624
| Tailem Bend - Tungkillo | F1942 | 2017-10-07 14:05 | 684
| Tailem Bend - Tungkillo | F1942 | 2017-10-08 00:05 | 624
| Tailem Bend - Tungkillo | F1942 | 2017-10-08 12:05 | 684
| Tailem Bend - Tungkillo | F1942 | 2017-10-08 22:05 | 624
| Tailem Bend - Tungkillo | F1942 | 2017-10-10 14:05 | 684
| Tailem Bend - Tungkillo | F1942 | 2017-10-11 14:05 | 624
| Tailem Bend - Tungkillo | F1942 | 2017-10-14 14:05 | 684
| Tailem Bend - Tungkillo | F1942 | 2017-10-14 18:05 | 624
| Tailem Bend - Tungkillo | F1942 | 2017-10-15 12:05 | 684
| Tailem Bend - Tungkillo | F1942 | 2017-10-15 20:05 | 624
| Tailem Bend - Tungkillo | F1942 | 2017-10-16 08:05 | 684
| Tailem Bend - Tungkillo | F1942 | 2017-10-16 16:05 | 624
| Tailem Bend - Tungkillo | F1942 | 2017-10-16 20:05 | 603
| Tailem Bend - Tungkillo | F1942 | 2017-10-17 14:05 | 624
| Tailem Bend - Tungkillo | F1942 | 2017-10-17 20:05 | 603
| Tailem Bend - Tungkillo | F1942 | 2017-10-18 12:05 | 624
| Tailem Bend - Tungkillo | F1942 | 2017-10-18 20:05 | 603
| Tailem Bend - Tungkillo | F1942 | 2017-10-19 04:05 | 624
| Tailem Bend - Tungkillo | F1942 | 2017-10-23 14:05 | 684
| Tailem Bend - Tungkillo | F1942 | 2017-10-23 22:05 | 624
| Tailem Bend - Tungkillo | F1942 | 2017-10-24 10:05 | 684
| Tailem Bend - Tungkillo | F1942 | 2017-10-24 16:05 | 624
| Tailem Bend - Tungkillo | F1942 | 2017-10-25 12:05 | 684
| Tailem Bend - Tungkillo | F1942 | 2017-10-25 20:05 | 624
| Tailem Bend - Tungkillo | F1942 | 2017-10-27 10:05 | 684
| Tailem Bend - Tungkillo | F1942 | 2017-10-27 14:05 | 624
| Tailem Bend - Tungkillo | F1942 | 2017-10-27 18:05 | 603
| Tailem Bend - Tungkillo | F1942 | 2017-10-27 20:05 | 624
| Tailem Bend - Tungkillo | F1942 | 2017-10-29 10:05 | 684
| Tailem Bend - Tungkillo | F1942 | 2017-10-29 16:05 | 624
| Tailem Bend - Tungkillo | F1942 | 2017-11-02 16:05 | 684
| Tailem Bend - Tungkillo | F1942 | 2017-11-02 18:05 | 624
| Tailem Bend - Tungkillo | F1942 | 2017-11-05 14:05 | 684
| Tailem Bend - Tungkillo | F1942 | 2017-11-05 18:05 | 624
| Tailem Bend - Tungkillo | F1942 | 2017-11-08 12:05 | 684
| Tailem Bend - Tungkillo | F1942 | 2017-11-08 22:05 | 624
| Tailem Bend - Tungkillo | F1942 | 2017-11-09 10:05 | 684
| Tailem Bend - Tungkillo | F1942 | 2017-11-10 12:05 | 624
| Tailem Bend - Tungkillo | F1942 | 2017-11-10 18:05 | 603
| Tailem Bend - Tungkillo | F1942 | 2017-11-11 14:05 | 624
| Tailem Bend - Tungkillo | F1942 | 2017-11-11 18:05 | 603
| Tailem Bend - Tungkillo | F1942 | 2017-11-12 10:05 | 624
| Tailem Bend - Tungkillo | F1942 | 2017-11-12 20:05 | 603
| Tailem Bend - Tungkillo | F1942 | 2017-11-13 10:05 | 624
| Tailem Bend - Tungkillo | F1942 | 2017-11-14 00:05 | 603
| Tailem Bend - Tungkillo | F1942 | 2017-11-14 10:05 | 624
| Tailem Bend - Tungkillo | F1942 | 2017-11-14 18:05 | 603
| Tailem Bend - Tungkillo | F1942 | 2017-11-15 06:05 | 624
| Tailem Bend - Tungkillo | F1942 | 2017-11-18 14:05 | 684
| Tailem Bend - Tungkillo | F1942 | 2017-11-18 22:05 | 624
| Tailem Bend - Tungkillo | F1942 | 2017-11-19 08:05 | 684
| Tailem Bend - Tungkillo | F1942 | 2017-11-20 14:05 | 624
| Tailem Bend - Tungkillo | F1942 | 2017-11-20 22:05 | 603
| Tailem Bend - Tungkillo | F1942 | 2017-11-21 12:05 | 624
| Tailem Bend - Tungkillo | F1942 | 2017-11-21 22:05 | 603
| Tailem Bend - Tungkillo | F1942 | 2017-11-22 10:05 | 624
| Tailem Bend - Tungkillo | F1942 | 2017-11-22 16:05 | 603
| Tailem Bend - Tungkillo | F1942 | 2017-11-23 04:05 | 624
| Tailem Bend - Tungkillo | F1942 | 2017-11-23 08:05 | 684
| Tailem Bend - Tungkillo | F1942 | 2017-11-24 00:05 | 624
| Tailem Bend - Tungkillo | F1942 | 2017-11-24 08:05 | 684
| Tailem Bend - Tungkillo | F1942 | 2017-11-25 04:05 | 624
| Tailem Bend - Tungkillo | F1942 | 2017-11-25 10:05 | 684
| Tailem Bend - Tungkillo | F1942 | 2017-11-26 00:05 | 624
| Tailem Bend - Tungkillo | F1942 | 2017-11-26 12:05 | 684
| Tailem Bend - Tungkillo | F1942 | 2017-11-26 18:05 | 624
| Tailem Bend - Tungkillo | F1942 | 2017-11-27 12:05 | 684
| Tailem Bend - Tungkillo | F1942 | 2017-11-27 22:05 | 624
| Tailem Bend - Tungkillo | F1942 | 2017-11-28 00:05 | 684
| Tailem Bend - Tungkillo | F1942 | 2017-11-28 12:05 | 624
| Tailem Bend - Tungkillo | F1942 | 2017-11-28 22:05 | 603
| Tailem Bend - Tungkillo | F1942 | 2017-11-29 10:05 | 624
| Tailem Bend - Tungkillo | F1942 | 2017-11-29 22:05 | 603
| Tailem Bend - Tungkillo | F1942 | 2017-11-30 12:05 | 624
| Tailem Bend - Tungkillo | F1942 | 2017-11-30 20:05 | 603
| Tailem Bend - Tungkillo | F1942 | 2017-12-01 00:05 | 624
| Tailem Bend - Tungkillo | F1942 | 2017-12-05 12:05 | 684
| Tailem Bend - Tungkillo | F1942 | 2017-12-05 18:05 | 624
| Tailem Bend - Tungkillo | F1942 | 2017-12-06 12:05 | 684
| Tailem Bend - Tungkillo | F1942 | 2017-12-06 20:05 | 624
| Tailem Bend - Tungkillo | F1942 | 2017-12-08 16:05 | 684
| Tailem Bend - Tungkillo | F1942 | 2017-12-08 18:05 | 624
| Tailem Bend - Tungkillo | F1942 | 2017-12-09 12:05 | 684
| Tailem Bend - Tungkillo | F1942 | 2017-12-09 22:05 | 624
| Tailem Bend - Tungkillo | F1942 | 2017-12-10 10:05 | 684
| Tailem Bend - Tungkillo | F1942 | 2017-12-10 22:05 | 624
| Tailem Bend - Tungkillo | F1942 | 2017-12-11 10:05 | 684
| Tailem Bend - Tungkillo | F1942 | 2017-12-12 00:05 | 624
| Tailem Bend - Tungkillo | F1942 | 2017-12-12 10:05 | 684
| Tailem Bend - Tungkillo | F1942 | 2017-12-12 12:05 | 624
| Tailem Bend - Tungkillo | F1942 | 2017-12-12 22:05 | 603
| Tailem Bend - Tungkillo | F1942 | 2017-12-13 00:05 | 624
| Tailem Bend - Tungkillo | F1942 | 2017-12-13 04:05 | 603
| Tailem Bend - Tungkillo | F1942 | 2017-12-13 08:05 | 624
| Tailem Bend - Tungkillo | F1942 | 2017-12-13 18:05 | 603
| Tailem Bend - Tungkillo | F1942 | 2017-12-14 04:05 | 624
| Tailem Bend - Tungkillo | F1942 | 2017-12-14 13:05 | 684
| Tailem Bend - Tungkillo | F1942 | 2017-12-14 22:05 | 624
| Tailem Bend - Tungkillo | F1942 | 2017-12-15 12:05 | 684
| Tailem Bend - Tungkillo | F1942 | 2017-12-15 22:05 | 624
| Tailem Bend - Tungkillo | F1942 | 2017-12-16 10:05 | 684
| Tailem Bend - Tungkillo | F1942 | 2017-12-17 00:05 | 624
| Tailem Bend - Tungkillo | F1942 | 2017-12-17 08:05 | 684
| Tailem Bend - Tungkillo | F1942 | 2017-12-17 14:05 | 624
| Tailem Bend - Tungkillo | F1942 | 2017-12-17 20:05 | 603
| Tailem Bend - Tungkillo | F1942 | 2017-12-18 12:05 | 624
| Tailem Bend - Tungkillo | F1942 | 2017-12-19 00:05 | 603
| Tailem Bend - Tungkillo | F1942 | 2017-12-20 00:05 | 624
| Tailem Bend - Tungkillo | F1942 | 2017-12-20 12:05 | 684
| Tailem Bend - Tungkillo | F1942 | 2017-12-20 22:05 | 624
| Tailem Bend - Tungkillo | F1942 | 2017-12-21 12:05 | 684
| Tailem Bend - Tungkillo | F1942 | 2017-12-21 22:05 | 624
| Tailem Bend - Tungkillo | F1942 | 2017-12-22 10:05 | 684
| Tailem Bend - Tungkillo | F1942 | 2017-12-22 16:05 | 624
| Tailem Bend - Tungkillo | F1942 | 2017-12-22 20:05 | 603
| Tailem Bend - Tungkillo | F1942 | 2017-12-23 02:05 | 624
| Tailem Bend - Tungkillo | F1942 | 2017-12-23 10:05 | 684
| Tailem Bend - Tungkillo | F1942 | 2017-12-23 12:05 | 624
| Tailem Bend - Tungkillo | F1942 | 2017-12-23 22:05 | 603
| Tailem Bend - Tungkillo | F1942 | 2017-12-24 02:05 | 624
| Tailem Bend - Tungkillo | F1942 | 2017-12-24 12:05 | 684
| Tailem Bend - Tungkillo | F1942 | 2017-12-24 20:05 | 624
| Tailem Bend - Tungkillo | F1942 | 2017-12-25 12:05 | 684
| Tailem Bend - Tungkillo | F1942 | 2017-12-26 06:05 | 624
| Tailem Bend - Tungkillo | F1942 | 2017-12-26 08:05 | 684
| Tailem Bend - Tungkillo | F1942 | 2017-12-26 14:05 | 624
| Tailem Bend - Tungkillo | F1942 | 2017-12-26 22:05 | 603
| Tailem Bend - Tungkillo | F1942 | 2017-12-27 10:05 | 624
| Tailem Bend - Tungkillo | F1942 | 2017-12-27 20:05 | 603
| Tailem Bend - Tungkillo | F1942 | 2017-12-29 00:05 | 624
| Tailem Bend - Tungkillo | F1942 | 2017-12-29 10:05 | 684
| Tailem Bend - Tungkillo | F1942 | 2017-12-29 22:05 | 624
| Tailem Bend - Tungkillo | F1942 | 2017-12-30 12:05 | 684
| Tailem Bend - Tungkillo | F1942 | 2017-12-30 22:05 | 624
| Tailem Bend - Tungkillo | F1942 | 2017-12-31 12:05 | 684
| Tailem Bend - Tungkillo | F1942 | 2017-12-31 22:05 | 624
| Tailem Bend - Tungkillo | F1942 | 2018-01-01 12:05 | 684
| Tailem Bend - Tungkillo | F1942 | 2018-01-01 22:05 | 624
| Tailem Bend - Tungkillo | F1942 | 2018-01-02 12:05 | 684
| Tailem Bend - Tungkillo | F1942 | 2018-01-02 22:05 | 624
| Tailem Bend - Tungkillo | F1942 | 2018-01-03 12:05 | 684
| Tailem Bend - Tungkillo | F1942 | 2018-01-03 22:05 | 624
| Tailem Bend - Tungkillo | F1942 | 2018-01-04 10:05 | 684
| Tailem Bend - Tungkillo | F1942 | 2018-01-04 16:05 | 624
| Tailem Bend - Tungkillo | F1942 | 2018-01-04 18:05 | 603
| Tailem Bend - Tungkillo | F1942 | 2018-01-05 04:05 | 624
| Tailem Bend - Tungkillo | F1942 | 2018-01-05 10:05 | 684
| Tailem Bend - Tungkillo | F1942 | 2018-01-05 12:05 | 624
| Tailem Bend - Tungkillo | F1942 | 2018-01-06 00:05 | 603
| Tailem Bend - Tungkillo | F1942 | 2018-01-06 06:05 | 624
| Tailem Bend - Tungkillo | F1942 | 2018-01-06 22:05 | 603
| Tailem Bend - Tungkillo | F1942 | 2018-01-07 02:05 | 624
| Tailem Bend - Tungkillo | F1942 | 2018-01-07 10:05 | 684
| Tailem Bend - Tungkillo | F1942 | 2018-01-07 16:05 | 624
| Tailem Bend - Tungkillo | F1942 | 2018-01-07 18:05 | 603
| Tailem Bend - Tungkillo | F1942 | 2018-01-08 02:05 | 624
| Tailem Bend - Tungkillo | F1942 | 2018-01-08 10:05 | 684
| Tailem Bend - Tungkillo | F1942 | 2018-01-08 22:05 | 624
| Tailem Bend - Tungkillo | F1942 | 2018-01-09 10:05 | 684
| Tailem Bend - Tungkillo | F1942 | 2018-01-09 22:05 | 624
| Tailem Bend - Tungkillo | F1942 | 2018-01-10 12:05 | 684
| Tailem Bend - Tungkillo | F1942 | 2018-01-11 04:05 | 624
| Tailem Bend - Tungkillo | F1942 | 2018-01-11 08:05 | 684
| Tailem Bend - Tungkillo | F1942 | 2018-01-11 12:05 | 624
| Tailem Bend - Tungkillo | F1942 | 2018-01-11 22:05 | 603
| Tailem Bend - Tungkillo | F1942 | 2018-01-12 22:05 | 624
| Tailem Bend - Tungkillo | F1942 | 2018-01-13 14:05 | 684
| Tailem Bend - Tungkillo | F1942 | 2018-01-13 20:05 | 624
| Tailem Bend - Tungkillo | F1942 | 2018-01-14 14:05 | 684
| Tailem Bend - Tungkillo | F1942 | 2018-01-14 20:05 | 624
| Tailem Bend - Tungkillo | F1942 | 2018-01-15 10:05 | 684
| Tailem Bend - Tungkillo | F1942 | 2018-01-15 22:05 | 624
| Tailem Bend - Tungkillo | F1942 | 2018-01-16 02:05 | 684
| Tailem Bend - Tungkillo | F1942 | 2018-01-16 06:05 | 624
| Tailem Bend - Tungkillo | F1942 | 2018-01-16 10:05 | 684
| Tailem Bend - Tungkillo | F1942 | 2018-01-17 10:05 | 624
| Tailem Bend - Tungkillo | F1942 | 2018-01-18 00:05 | 603
| Tailem Bend - Tungkillo | F1942 | 2018-01-18 10:05 | 624
| Tailem Bend - Tungkillo | F1942 | 2018-01-19 00:05 | 603
| Tailem Bend - Tungkillo | F1942 | 2018-01-19 02:05 | 624
| Tailem Bend - Tungkillo | F1942 | 2018-01-19 04:05 | 603
| Tailem Bend - Tungkillo | F1942 | 2018-01-19 10:05 | 624
| Tailem Bend - Tungkillo | F1942 | 2018-01-20 04:05 | 603
| Tailem Bend - Tungkillo | F1942 | 2018-01-20 10:05 | 624
| Tailem Bend - Tungkillo | F1942 | 2018-01-21 02:05 | 603
| Tailem Bend - Tungkillo | F1942 | 2018-01-21 10:05 | 624
| Tailem Bend - Tungkillo | F1942 | 2018-01-22 00:05 | 603
| Tailem Bend - Tungkillo | F1942 | 2018-01-22 12:05 | 624
| Tailem Bend - Tungkillo | F1942 | 2018-01-22 18:05 | 603
| Tailem Bend - Tungkillo | F1942 | 2018-01-22 22:05 | 624
| Tailem Bend - Tungkillo | F1942 | 2018-01-23 10:05 | 684
| Tailem Bend - Tungkillo | F1942 | 2018-01-24 00:05 | 624
| Tailem Bend - Tungkillo | F1942 | 2018-01-24 10:05 | 684
| Tailem Bend - Tungkillo | F1942 | 2018-01-24 14:05 | 624
| Tailem Bend - Tungkillo | F1942 | 2018-01-24 20:05 | 603
| Tailem Bend - Tungkillo | F1942 | 2018-01-25 02:05 | 624
| Tailem Bend - Tungkillo | F1942 | 2018-01-25 12:40 | 684
| Tailem Bend - Tungkillo | F1942 | 2018-01-25 22:05 | 603
| Tailem Bend - Tungkillo | F1942 | 2018-01-26 16:05 | 624
| Tailem Bend - Tungkillo | F1942 | 2018-01-26 22:05 | 603
| Tailem Bend - Tungkillo | F1942 | 2018-01-27 10:05 | 624
| Tailem Bend - Tungkillo | F1942 | 2018-01-28 22:05 | 603
| Tailem Bend - Tungkillo | F1942 | 2018-01-29 18:05 | 624
| Tailem Bend - Tungkillo | F1942 | 2018-02-01 14:05 | 684
| Tailem Bend - Tungkillo | F1942 | 2018-02-01 20:05 | 624
| Tailem Bend - Tungkillo | F1942 | 2018-02-02 12:05 | 684
| Tailem Bend - Tungkillo | F1942 | 2018-02-03 04:05 | 624
| Tailem Bend - Tungkillo | F1942 | 2018-02-03 06:05 | 684
| Tailem Bend - Tungkillo | F1942 | 2018-02-03 14:05 | 624
| Tailem Bend - Tungkillo | F1942 | 2018-02-03 18:05 | 603
| Tailem Bend - Tungkillo | F1942 | 2018-02-04 12:05 | 624
| Tailem Bend - Tungkillo | F1942 | 2018-02-04 22:05 | 603
| Tailem Bend - Tungkillo | F1942 | 2018-02-05 12:05 | 624
| Tailem Bend - Tungkillo | F1942 | 2018-02-05 22:05 | 603
| Tailem Bend - Tungkillo | F1942 | 2018-02-06 12:05 | 624
| Tailem Bend - Tungkillo | F1942 | 2018-02-06 22:05 | 603
| Tailem Bend - Tungkillo | F1942 | 2018-02-07 12:30 | 624
| Tailem Bend - Tungkillo | F1942 | 2018-02-08 00:05 | 603
| Tailem Bend - Tungkillo | F1942 | 2018-02-08 12:05 | 624
| Tailem Bend - Tungkillo | F1942 | 2018-02-08 22:05 | 603
| Tailem Bend - Tungkillo | F1942 | 2018-02-09 12:05 | 624
| Tailem Bend - Tungkillo | F1942 | 2018-02-10 00:05 | 603
| Tailem Bend - Tungkillo | F1942 | 2018-02-10 12:05 | 624
| Tailem Bend - Tungkillo | F1942 | 2018-02-10 14:05 | 603
| Tailem Bend - Tungkillo | F1942 | 2018-02-11 00:05 | 624
| Tailem Bend - Tungkillo | F1942 | 2018-02-11 12:05 | 684
| Tailem Bend - Tungkillo | F1942 | 2018-02-11 22:05 | 624
| Tailem Bend - Tungkillo | F1942 | 2018-02-12 12:05 | 684
| Tailem Bend - Tungkillo | F1942 | 2018-02-12 22:05 | 624
| Tailem Bend - Tungkillo | F1942 | 2018-02-13 12:05 | 684
| Tailem Bend - Tungkillo | F1942 | 2018-02-14 08:05 | 624
| Tailem Bend - Tungkillo | F1942 | 2018-02-14 10:05 | 684
| Tailem Bend - Tungkillo | F1942 | 2018-02-14 22:05 | 624
| Tailem Bend - Tungkillo | F1942 | 2018-02-15 12:10 | 684
| Tailem Bend - Tungkillo | F1942 | 2018-02-15 20:05 | 624
| Tailem Bend - Tungkillo | F1942 | 2018-02-16 12:05 | 684
| Tailem Bend - Tungkillo | F1942 | 2018-02-16 22:05 | 624
| Tailem Bend - Tungkillo | F1942 | 2018-02-17 12:05 | 684
| Tailem Bend - Tungkillo | F1942 | 2018-02-18 00:05 | 624
| Tailem Bend - Tungkillo | F1942 | 2018-02-18 10:05 | 684
| Tailem Bend - Tungkillo | F1942 | 2018-02-18 22:05 | 624
| Tailem Bend - Tungkillo | F1942 | 2018-02-19 12:05 | 684
| Tailem Bend - Tungkillo | F1942 | 2018-02-20 14:05 | 624
| Tailem Bend - Tungkillo | F1942 | 2018-02-20 20:05 | 603
| Tailem Bend - Tungkillo | F1942 | 2018-02-21 12:55 | 624
| Tailem Bend - Tungkillo | F1942 | 2018-02-21 14:05 | 603
| Tailem Bend - Tungkillo | F1942 | 2018-02-23 10:05 | 624
| Tailem Bend - Tungkillo | F1942 | 2018-02-23 12:05 | 603
| Tailem Bend - Tungkillo | F1942 | 2018-02-23 14:05 | 624
| Tailem Bend - Tungkillo | F1942 | 2018-02-23 20:05 | 603
| Tailem Bend - Tungkillo | F1942 | 2018-02-24 22:05 | 624
| Tailem Bend - Tungkillo | F1942 | 2018-02-25 16:05 | 684
| Tailem Bend - Tungkillo | F1942 | 2018-02-25 20:05 | 624
| Tailem Bend - Tungkillo | F1942 | 2018-02-26 12:05 | 684
| Tailem Bend - Tungkillo | F1942 | 2018-02-27 02:05 | 624
| Tailem Bend - Tungkillo | F1942 | 2018-02-27 10:05 | 684
| Tailem Bend - Tungkillo | F1942 | 2018-02-27 14:05 | 624
| Tailem Bend - Tungkillo | F1942 | 2018-02-27 22:05 | 603
| Tailem Bend - Tungkillo | F1942 | 2018-02-28 06:05 | 624
| Tailem Bend - Tungkillo | F1942 | 2018-02-28 12:05 | 684
| Tailem Bend - Tungkillo | F1942 | 2018-02-28 22:05 | 624
| Tailem Bend - Tungkillo | F1942 | 2018-03-01 12:05 | 684
| Tailem Bend - Tungkillo | F1942 | 2018-03-02 16:05 | 624
| Tailem Bend - Tungkillo | F1942 | 2018-03-02 20:05 | 603
| Tailem Bend - Tungkillo | F1942 | 2018-03-03 02:05 | 624
| Tailem Bend - Tungkillo | F1942 | 2018-03-03 10:05 | 684
| Tailem Bend - Tungkillo | F1942 | 2018-03-03 22:05 | 624
| Tailem Bend - Tungkillo | F1942 | 2018-03-04 12:05 | 684
| Tailem Bend - Tungkillo | F1942 | 2018-03-04 20:05 | 624
| Tailem Bend - Tungkillo | F1942 | 2018-03-05 16:05 | 684
| Tailem Bend - Tungkillo | F1942 | 2018-03-05 20:05 | 624
| Tailem Bend - Tungkillo | F1942 | 2018-03-06 14:05 | 684
| Tailem Bend - Tungkillo | F1942 | 2018-03-06 22:05 | 624
| Tailem Bend - Tungkillo | F1942 | 2018-03-07 06:05 | 684
| Tailem Bend - Tungkillo | F1942 | 2018-03-07 14:05 | 624
| Tailem Bend - Tungkillo | F1942 | 2018-03-07 20:05 | 603
| Tailem Bend - Tungkillo | F1942 | 2018-03-08 14:05 | 624
| Tailem Bend - Tungkillo | F1942 | 2018-03-08 20:05 | 603
| Tailem Bend - Tungkillo | F1942 | 2018-03-09 12:05 | 624
| Tailem Bend - Tungkillo | F1942 | 2018-03-09 22:05 | 603
| Tailem Bend - Tungkillo | F1942 | 2018-03-10 12:05 | 624
| Tailem Bend - Tungkillo | F1942 | 2018-03-10 22:05 | 603
| Tailem Bend - Tungkillo | F1942 | 2018-03-11 06:05 | 624
| Tailem Bend - Tungkillo | F1942 | 2018-03-11 08:05 | 684
| Tailem Bend - Tungkillo | F1942 | 2018-03-11 14:05 | 624
| Tailem Bend - Tungkillo | F1942 | 2018-03-11 18:05 | 603
| Tailem Bend - Tungkillo | F1942 | 2018-03-11 22:05 | 624
| Tailem Bend - Tungkillo | F1942 | 2018-03-12 14:05 | 684
| Tailem Bend - Tungkillo | F1942 | 2018-03-12 20:05 | 624
| Tailem Bend - Tungkillo | F1942 | 2018-03-13 14:05 | 684
| Tailem Bend - Tungkillo | F1942 | 2018-03-13 20:05 | 624
| Tailem Bend - Tungkillo | F1942 | 2018-03-14 12:05 | 684
| Tailem Bend - Tungkillo | F1942 | 2018-03-14 20:05 | 624
| Tailem Bend - Tungkillo | F1942 | 2018-03-15 14:05 | 684
| Tailem Bend - Tungkillo | F1942 | 2018-03-15 20:05 | 624
| Tailem Bend - Tungkillo | F1942 | 2018-03-16 12:05 | 684
| Tailem Bend - Tungkillo | F1942 | 2018-03-16 16:05 | 624
| Tailem Bend - Tungkillo | F1942 | 2018-03-17 06:05 | 684
| Tailem Bend - Tungkillo | F1942 | 2018-03-18 02:05 | 624
| Tailem Bend - Tungkillo | F1942 | 2018-03-18 16:05 | 684
| Tailem Bend - Tungkillo | F1942 | 2018-03-18 18:05 | 624
| Tailem Bend - Tungkillo | F1942 | 2018-03-19 13:20 | 684
| Tailem Bend - Tungkillo | F1942 | 2018-03-19 20:05 | 624
| Tailem Bend - Tungkillo | F1942 | 2018-03-21 14:05 | 684
| Tailem Bend - Tungkillo | F1942 | 2018-03-21 20:05 | 624
| Tailem Bend - Tungkillo | F1942 | 2018-03-22 10:20 | 684
| Tailem Bend - Tungkillo | F1942 | 2018-03-22 10:45 | 624
| Tailem Bend - Tungkillo | F1942 | 2018-03-22 11:30 | 684
| Tailem Bend - Tungkillo | F1942 | 2018-03-23 06:05 | 624
| Tailem Bend - Tungkillo | F1942 | 2018-03-23 10:05 | 684
| Tailem Bend - Tungkillo | F1942 | 2018-03-23 14:05 | 624
| Tailem Bend - Tungkillo | F1942 | 2018-03-23 20:05 | 603
| Tailem Bend - Tungkillo | F1942 | 2018-03-24 14:05 | 624
| Tailem Bend - Tungkillo | F1942 | 2018-03-24 18:05 | 603
| Tailem Bend - Tungkillo | F1942 | 2018-03-25 00:05 | 624
| Tailem Bend - Tungkillo | F1942 | 2018-03-25 16:05 | 684
| Tailem Bend - Tungkillo | F1942 | 2018-03-25 18:05 | 624
| Tailem Bend - Tungkillo | F1942 | 2018-03-27 12:05 | 684
| Tailem Bend - Tungkillo | F1942 | 2018-03-28 04:05 | 624
| Tailem Bend - Tungkillo | F1942 | 2018-03-28 12:05 | 684
| Tailem Bend - Tungkillo | F1942 | 2018-03-28 20:05 | 624
| Tailem Bend - Tungkillo | F1942 | 2018-03-29 14:05 | 684
| Tailem Bend - Tungkillo | F1942 | 2018-03-29 20:05 | 624
| Tailem Bend - Tungkillo | F1942 | 2018-03-30 14:05 | 684
| Tailem Bend - Tungkillo | F1942 | 2018-03-30 20:05 | 624
| Tailem Bend - Tungkillo | F1942 | 2018-03-31 12:05 | 684
| Tailem Bend - Tungkillo | F1942 | 2018-03-31 22:05 | 624
| Tailem Bend - Tungkillo | F1942 | 2018-04-01 12:05 | 684
| Tailem Bend - Tungkillo | F1942 | 2018-04-02 00:05 | 624
| Tailem Bend - Tungkillo | F1942 | 2018-04-02 14:05 | 684
| Tailem Bend - Tungkillo | F1942 | 2018-04-02 20:05 | 624
| Tailem Bend - Tungkillo | F1942 | 2018-04-03 14:05 | 684
| Tailem Bend - Tungkillo | F1942 | 2018-04-03 20:05 | 624
| Tailem Bend - Tungkillo | F1942 | 2018-04-04 12:05 | 684
| Tailem Bend - Tungkillo | F1942 | 2018-04-04 22:05 | 624
| Tailem Bend - Tungkillo | F1942 | 2018-04-05 12:05 | 684
| Tailem Bend - Tungkillo | F1942 | 2018-04-05 20:05 | 624
| Tailem Bend - Tungkillo | F1942 | 2018-04-06 14:05 | 684
| Tailem Bend - Tungkillo | F1942 | 2018-04-06 22:05 | 624
| Tailem Bend - Tungkillo | F1942 | 2018-04-07 12:05 | 684
| Tailem Bend - Tungkillo | F1942 | 2018-04-08 00:05 | 624
| Tailem Bend - Tungkillo | F1942 | 2018-04-08 10:05 | 684
| Tailem Bend - Tungkillo | F1942 | 2018-04-08 14:05 | 624
| Tailem Bend - Tungkillo | F1942 | 2018-04-08 20:05 | 603
| Tailem Bend - Tungkillo | F1942 | 2018-04-09 12:05 | 624
| Tailem Bend - Tungkillo | F1942 | 2018-04-09 22:05 | 603
| Tailem Bend - Tungkillo | F1942 | 2018-04-10 12:05 | 624
| Tailem Bend - Tungkillo | F1942 | 2018-04-10 20:05 | 603
| Tailem Bend - Tungkillo | F1942 | 2018-04-11 04:05 | 624
| Tailem Bend - Tungkillo | F1942 | 2018-04-11 06:05 | 684
| Tailem Bend - Tungkillo | F1942 | 2018-04-11 12:05 | 624
| Tailem Bend - Tungkillo | F1942 | 2018-04-12 00:05 | 603
| Tailem Bend - Tungkillo | F1942 | 2018-04-12 04:05 | 624
| Tailem Bend - Tungkillo | F1942 | 2018-04-12 16:05 | 684
| Tailem Bend - Tungkillo | F1942 | 2018-04-12 20:05 | 624
| Tailem Bend - Tungkillo | F1942 | 2018-04-17 16:05 | 684
| Tailem Bend - Tungkillo | F1942 | 2018-04-17 18:05 | 624
| Tailem Bend - Tungkillo | F1942 | 2018-04-18 12:05 | 684
| Tailem Bend - Tungkillo | F1942 | 2018-04-19 08:00 | 624
| Tailem Bend - Tungkillo | F1942 | 2018-04-19 14:25 | 684
| Tailem Bend - Tungkillo | F1942 | 2018-04-20 08:05 | 624
| Tailem Bend - Tungkillo | F1942 | 2018-04-20 10:05 | 684
| Tailem Bend - Tungkillo | F1942 | 2018-04-21 04:05 | 624
| Tailem Bend - Tungkillo | F1942 | 2018-04-21 06:05 | 684
| Tailem Bend - Tungkillo | F1942 | 2018-04-21 08:05 | 624
| Tailem Bend - Tungkillo | F1942 | 2018-04-21 10:05 | 684
| Tailem Bend - Tungkillo | F1942 | 2018-04-21 16:05 | 624
| Tailem Bend - Tungkillo | F1942 | 2018-04-21 18:05 | 603
| Tailem Bend - Tungkillo | F1942 | 2018-04-22 02:05 | 624
| Tailem Bend - Tungkillo | F1942 | 2018-04-22 12:05 | 684
| Tailem Bend - Tungkillo | F1942 | 2018-04-22 16:05 | 624
| Tailem Bend - Tungkillo | F1942 | 2018-04-22 18:05 | 603
| Tailem Bend - Tungkillo | F1942 | 2018-04-24 02:05 | 624
| Tailem Bend - Tungkillo | F1942 | 2018-04-24 04:05 | 684
| Tailem Bend - Tungkillo | F1942 | 2018-04-24 12:05 | 624
| Tailem Bend - Tungkillo | F1942 | 2018-04-24 14:05 | 684
| Tailem Bend - Tungkillo | F1942 | 2018-04-24 20:05 | 624
| Tailem Bend - Tungkillo | F1942 | 2018-04-25 14:05 | 684
| Tailem Bend - Tungkillo | F1942 | 2018-04-25 20:05 | 624
| Tailem Bend - Tungkillo | F1942 | 2018-04-26 14:05 | 684
| Tailem Bend - Tungkillo | F1942 | 2018-04-26 18:05 | 624
| Tailem Bend - Tungkillo | F1942 | 2018-04-27 14:05 | 684
| Tailem Bend - Tungkillo | F1942 | 2018-04-27 20:05 | 624
| Tailem Bend - Tungkillo | F1942 | 2018-04-28 12:05 | 684
| Tailem Bend - Tungkillo | F1942 | 2018-04-28 18:05 | 624
| Tailem Bend - Tungkillo | F1942 | 2018-04-29 14:05 | 684
| Tailem Bend - Tungkillo | F1942 | 2018-04-29 18:05 | 624
| Tailem Bend - Tungkillo | F1942 | 2018-04-30 14:05 | 684
| Tailem Bend - Tungkillo | F1942 | 2018-04-30 20:05 | 624
| Tailem Bend - Tungkillo | F1942 | 2018-05-01 14:05 | 684
| Tailem Bend - Tungkillo | F1942 | 2018-05-01 20:05 | 624
| Tailem Bend - Tungkillo | F1942 | 2018-05-02 12:05 | 684
| Tailem Bend - Tungkillo | F1942 | 2018-05-03 02:05 | 624
| Tailem Bend - Tungkillo | F1942 | 2018-05-26 15:05 | 684
| Tailem Bend - Tungkillo | F1942 | 2018-05-26 19:05 | 624
| Tailem Bend - Tungkillo | F1942 | 2018-07-27 15:05 | 684
| Tailem Bend - Tungkillo | F1942 | 2018-07-27 17:05 | 624
| Tailem Bend - Tungkillo | F1942 | 2018-08-02 15:05 | 684
| Tailem Bend - Tungkillo | F1942 | 2018-08-02 17:05 | 624
| Tailem Bend - Tungkillo | F1942 | 2018-08-29 15:05 | 684
| Tailem Bend - Tungkillo | F1942 | 2018-08-30 01:05 | 653
| Tailem Bend - Tungkillo | F1942 | 2018-08-30 03:05 | 684
| Tailem Bend - Tungkillo | F1942 | 2018-08-30 05:05 | 653
| Tailem Bend - Tungkillo | F1942 | 2018-09-10 15:05 | 684
| Tailem Bend - Tungkillo | F1942 | 2018-09-10 21:05 | 653
| Tailem Bend - Tungkillo | F1942 | 2018-09-11 11:05 | 684
| Tailem Bend - Tungkillo | F1942 | 2018-09-11 17:05 | 653
| Tailem Bend - Tungkillo | F1942 | 2018-09-14 13:05 | 684
| Tailem Bend - Tungkillo | F1942 | 2018-09-14 21:05 | 653
| Tailem Bend - Tungkillo | F1942 | 2018-09-22 13:05 | 684
| Tailem Bend - Tungkillo | F1942 | 2018-09-22 19:05 | 653
| Tailem Bend - Tungkillo | F1942 | 2018-09-26 15:05 | 684
| Tailem Bend - Tungkillo | F1942 | 2018-09-26 21:05 | 653
| Tailem Bend - Tungkillo | F1942 | 2018-09-30 17:05 | 684
| Tailem Bend - Tungkillo | F1942 | 2018-09-30 21:05 | 653
| Tailem Bend - Tungkillo | F1942 | 2018-10-01 11:05 | 684
| Tailem Bend - Tungkillo | F1942 | 2018-10-02 03:05 | 653
| Tailem Bend - Tungkillo | F1942 | 2018-10-02 11:05 | 684
| Tailem Bend - Tungkillo | F1942 | 2018-10-02 23:05 | 653
| Tailem Bend - Tungkillo | F1942 | 2018-10-06 15:05 | 684
| Tailem Bend - Tungkillo | F1942 | 2018-10-06 21:05 | 653
| Tailem Bend - Tungkillo | F1942 | 2018-10-07 12:05 | 684
| Tailem Bend - Tungkillo | F1942 | 2018-10-08 18:05 | 653
| Tailem Bend - Tungkillo | F1942 | 2018-10-11 16:05 | 684
| Tailem Bend - Tungkillo | F1942 | 2018-10-11 20:05 | 653
| Tailem Bend - Tungkillo | F1942 | 2018-10-12 12:05 | 684
| Tailem Bend - Tungkillo | F1942 | 2018-10-12 22:05 | 653
| Tailem Bend - Tungkillo | F1942 | 2018-10-13 10:05 | 684
| Tailem Bend - Tungkillo | F1942 | 2018-10-14 20:05 | 653
| Tailem Bend - Tungkillo | F1942 | 2018-10-15 00:05 | 684
| Tailem Bend - Tungkillo | F1942 | 2018-10-15 20:05 | 653
| Tailem Bend - Tungkillo | F1942 | 2018-10-19 08:05 | 684
| Tailem Bend - Tungkillo | F1942 | 2018-10-19 18:05 | 653
| Tailem Bend - Tungkillo | F1942 | 2018-10-21 16:05 | 684
| Tailem Bend - Tungkillo | F1942 | 2018-10-21 22:05 | 653
| Tailem Bend - Tungkillo | F1942 | 2018-10-22 10:05 | 684
| Tailem Bend - Tungkillo | F1942 | 2018-10-22 20:05 | 653
| Tailem Bend - Tungkillo | F1942 | 2018-10-24 18:05 | 684
| Tailem Bend - Tungkillo | F1942 | 2018-10-24 20:05 | 653
| Tailem Bend - Tungkillo | F1942 | 2018-10-25 10:40 | 684
| Tailem Bend - Tungkillo | F1942 | 2018-10-25 20:05 | 653
| Tailem Bend - Tungkillo | F1942 | 2018-10-26 14:05 | 684
| Tailem Bend - Tungkillo | F1942 | 2018-10-26 20:05 | 653
| Tailem Bend - Tungkillo | F1942 | 2018-10-27 12:05 | 684
| Tailem Bend - Tungkillo | F1942 | 2018-10-27 20:05 | 653
| Tailem Bend - Tungkillo | F1942 | 2018-10-28 14:05 | 684
| Tailem Bend - Tungkillo | F1942 | 2018-10-28 20:05 | 653
| Tailem Bend - Tungkillo | F1942 | 2018-10-29 14:05 | 684
| Tailem Bend - Tungkillo | F1942 | 2018-10-29 20:05 | 653
| Tailem Bend - Tungkillo | F1942 | 2018-10-30 10:05 | 684
| Tailem Bend - Tungkillo | F1942 | 2018-10-30 22:05 | 653
| Tailem Bend - Tungkillo | F1942 | 2018-10-31 10:05 | 684
| Tailem Bend - Tungkillo | F1942 | 2018-11-02 20:05 | 653
| Tailem Bend - Tungkillo | F1942 | 2018-11-03 14:05 | 684
| Tailem Bend - Tungkillo | F1942 | 2018-11-03 18:05 | 653
| Tailem Bend - Tungkillo | F1942 | 2018-11-04 10:05 | 684
| Tailem Bend - Tungkillo | F1942 | 2018-11-04 22:05 | 653
| Tailem Bend - Tungkillo | F1942 | 2018-11-05 12:05 | 684
| Tailem Bend - Tungkillo | F1942 | 2018-11-06 00:05 | 653
| Tailem Bend - Tungkillo | F1942 | 2018-11-09 14:05 | 684
| Tailem Bend - Tungkillo | F1942 | 2018-11-09 22:05 | 653
| Tailem Bend - Tungkillo | F1942 | 2018-11-10 12:05 | 684
| Tailem Bend - Tungkillo | F1942 | 2018-11-10 22:05 | 653
| Tailem Bend - Tungkillo | F1942 | 2018-11-11 10:05 | 684
| Tailem Bend - Tungkillo | F1942 | 2018-11-13 20:05 | 653
| Tailem Bend - Tungkillo | F1942 | 2018-11-14 16:05 | 684
| Tailem Bend - Tungkillo | F1942 | 2018-11-14 20:05 | 653
| Tailem Bend - Tungkillo | F1942 | 2018-11-15 14:05 | 684
| Tailem Bend - Tungkillo | F1942 | 2018-11-15 20:05 | 653
| Tailem Bend - Tungkillo | F1942 | 2018-11-16 12:05 | 684
| Tailem Bend - Tungkillo | F1942 | 2018-11-16 20:05 | 653
| Tailem Bend - Tungkillo | F1942 | 2018-11-17 14:05 | 684
| Tailem Bend - Tungkillo | F1942 | 2018-11-17 20:05 | 653
| Tailem Bend - Tungkillo | F1942 | 2018-11-18 10:05 | 684
| Tailem Bend - Tungkillo | F1942 | 2018-11-20 02:05 | 653
| Tailem Bend - Tungkillo | F1942 | 2018-11-25 12:05 | 684
| Tailem Bend - Tungkillo | F1942 | 2018-11-25 20:05 | 653
| Tailem Bend - Tungkillo | F1942 | 2018-11-26 14:05 | 684
| Tailem Bend - Tungkillo | F1942 | 2018-11-26 20:05 | 653
| Tailem Bend - Tungkillo | F1942 | 2018-11-29 14:05 | 684
| Tailem Bend - Tungkillo | F1942 | 2018-11-29 22:05 | 653
| Tailem Bend - Tungkillo | F1942 | 2018-11-30 12:05 | 684
| Tailem Bend - Tungkillo | F1942 | 2018-12-01 00:05 | 653
| Tailem Bend - Tungkillo | F1942 | 2018-12-01 04:05 | 684
| Tailem Bend - Tungkillo | F1942 | 2018-12-01 20:05 | 653
| Tailem Bend - Tungkillo | F1942 | 2018-12-03 12:05 | 684
| Tailem Bend - Tungkillo | F1942 | 2018-12-03 22:05 | 653
| Tailem Bend - Tungkillo | F1942 | 2018-12-04 14:05 | 684
| Tailem Bend - Tungkillo | F1942 | 2018-12-08 20:05 | 653
| Tailem Bend - Tungkillo | F1942 | 2018-12-09 10:05 | 684
| Tailem Bend - Tungkillo | F1942 | 2018-12-10 00:05 | 653
| Tailem Bend - Tungkillo | F1942 | 2018-12-10 10:05 | 684
| Tailem Bend - Tungkillo | F1942 | 2018-12-10 22:05 | 653
| Tailem Bend - Tungkillo | F1942 | 2018-12-11 08:05 | 684
| Tailem Bend - Tungkillo | F1942 | 2018-12-13 00:05 | 653
| Tailem Bend - Tungkillo | F1942 | 2018-12-14 13:10 | 684
| Tailem Bend - Tungkillo | F1942 | 2018-12-14 18:05 | 653
| Tailem Bend - Tungkillo | F1942 | 2018-12-15 10:05 | 684
| Tailem Bend - Tungkillo | F1942 | 2018-12-15 22:05 | 653
| Tailem Bend - Tungkillo | F1942 | 2018-12-16 14:05 | 684
| Tailem Bend - Tungkillo | F1942 | 2018-12-16 22:05 | 653
| Tailem Bend - Tungkillo | F1942 | 2018-12-17 12:05 | 684
| Tailem Bend - Tungkillo | F1942 | 2018-12-20 06:05 | 653
| Tailem Bend - Tungkillo | F1942 | 2018-12-20 10:05 | 684
| Tailem Bend - Tungkillo | F1942 | 2018-12-20 20:05 | 653
| Tailem Bend - Tungkillo | F1942 | 2018-12-21 14:05 | 684
| Tailem Bend - Tungkillo | F1942 | 2018-12-21 20:05 | 653
| Tailem Bend - Tungkillo | F1942 | 2018-12-22 12:05 | 684
| Tailem Bend - Tungkillo | F1942 | 2018-12-22 20:05 | 653
| Tailem Bend - Tungkillo | F1942 | 2018-12-23 10:05 | 684
| Tailem Bend - Tungkillo | F1942 | 2018-12-24 02:05 | 653
| Tailem Bend - Tungkillo | F1942 | 2018-12-24 10:05 | 684
| Tailem Bend - Tungkillo | F1942 | 2018-12-25 06:05 | 653
| Tailem Bend - Tungkillo | F1942 | 2018-12-25 08:05 | 684
| Tailem Bend - Tungkillo | F1942 | 2018-12-30 04:05 | 653
| Tailem Bend - Tungkillo | F1942 | 2018-12-30 10:05 | 684
| Tailem Bend - Tungkillo | F1942 | 2018-12-31 00:05 | 653
| Tailem Bend - Tungkillo | F1942 | 2018-12-31 10:05 | 684
| Tailem Bend - Tungkillo | F1942 | 2019-01-01 | 653
| Tailem Bend - Tungkillo | F1942 | 2019-01-01 10:05 | 684
| Tailem Bend - Tungkillo | F1942 | 2019-01-02 04:05 | 653
| Tailem Bend - Tungkillo | F1942 | 2019-01-02 10:05 | 684
| Tailem Bend - Tungkillo | F1942 | 2019-01-04 22:05 | 653
| Tailem Bend - Tungkillo | F1942 | 2019-01-05 10:05 | 684
| Tailem Bend - Tungkillo | F1942 | 2019-01-05 22:05 | 653
| Tailem Bend - Tungkillo | F1942 | 2019-01-06 10:05 | 684
| Tailem Bend - Tungkillo | F1942 | 2019-01-06 22:05 | 653
| Tailem Bend - Tungkillo | F1942 | 2019-01-07 12:05 | 684
| Tailem Bend - Tungkillo | F1942 | 2019-01-08 00:05 | 653
| Tailem Bend - Tungkillo | F1942 | 2019-01-08 10:05 | 684
| Tailem Bend - Tungkillo | F1942 | 2019-01-08 22:05 | 653
| Tailem Bend - Tungkillo | F1942 | 2019-01-09 12:05 | 684
| Tailem Bend - Tungkillo | F1942 | 2019-01-09 20:05 | 653
| Tailem Bend - Tungkillo | F1942 | 2019-01-10 12:05 | 684
| Tailem Bend - Tungkillo | F1942 | 2019-01-13 02:05 | 653
| Tailem Bend - Tungkillo | F1942 | 2019-01-13 10:05 | 684
| Tailem Bend - Tungkillo | F1942 | 2019-01-14 06:05 | 653
| Tailem Bend - Tungkillo | F1942 | 2019-01-14 08:05 | 684
| Tailem Bend - Tungkillo | F1942 | 2019-01-19 00:05 | 653
| Tailem Bend - Tungkillo | F1942 | 2019-01-19 10:05 | 684
| Tailem Bend - Tungkillo | F1942 | 2019-01-19 22:05 | 653
| Tailem Bend - Tungkillo | F1942 | 2019-01-20 10:05 | 684
| Tailem Bend - Tungkillo | F1942 | 2019-01-26 04:05 | 653
| Tailem Bend - Tungkillo | F1942 | 2019-01-26 10:05 | 684
| Tailem Bend - Tungkillo | F1942 | 2019-01-27 02:05 | 653
| Tailem Bend - Tungkillo | F1942 | 2019-01-27 10:05 | 684
| Tailem Bend - Tungkillo | F1942 | 2019-01-28 00:05 | 653
| Tailem Bend - Tungkillo | F1942 | 2019-01-28 10:05 | 684
| Tailem Bend - Tungkillo | F1942 | 2019-01-29 00:05 | 653
| Tailem Bend - Tungkillo | F1942 | 2019-01-29 10:05 | 684
| Tailem Bend - Tungkillo | F1942 | 2019-01-30 04:05 | 653
| Tailem Bend - Tungkillo | F1942 | 2019-01-30 08:05 | 684
| Tailem Bend - Tungkillo | F1942 | 2019-01-31 02:05 | 653
| Tailem Bend - Tungkillo | F1942 | 2019-01-31 12:20 | 684
| Tailem Bend - Tungkillo | F1942 | 2019-01-31 20:05 | 653
| Tailem Bend - Tungkillo | F1942 | 2019-02-01 12:05 | 684
| Tailem Bend - Tungkillo | F1942 | 2019-02-02 06:05 | 653
| Tailem Bend - Tungkillo | F1942 | 2019-02-02 10:05 | 684
| Tailem Bend - Tungkillo | F1942 | 2019-02-04 04:05 | 653
| Tailem Bend - Tungkillo | F1942 | 2019-02-04 10:05 | 684
| Tailem Bend - Tungkillo | F1942 | 2019-02-04 22:05 | 653
| Tailem Bend - Tungkillo | F1942 | 2019-02-05 12:05 | 684
| Tailem Bend - Tungkillo | F1942 | 2019-02-07 06:05 | 653
| Tailem Bend - Tungkillo | F1942 | 2019-02-07 08:05 | 684
| Tailem Bend - Tungkillo | F1942 | 2019-02-08 00:05 | 653
| Tailem Bend - Tungkillo | F1942 | 2019-02-08 12:05 | 684
| Tailem Bend - Tungkillo | F1942 | 2019-02-08 22:05 | 653
| Tailem Bend - Tungkillo | F1942 | 2019-02-09 12:05 | 684
| Tailem Bend - Tungkillo | F1942 | 2019-02-09 20:05 | 653
| Tailem Bend - Tungkillo | F1942 | 2019-02-10 14:05 | 684
| Tailem Bend - Tungkillo | F1942 | 2019-02-10 22:05 | 653
| Tailem Bend - Tungkillo | F1942 | 2019-02-11 00:05 | 684
| Tailem Bend - Tungkillo | F1942 | 2019-02-11 02:05 | 653
| Tailem Bend - Tungkillo | F1942 | 2019-02-11 12:05 | 684
| Tailem Bend - Tungkillo | F1942 | 2019-02-12 02:05 | 653
| Tailem Bend - Tungkillo | F1942 | 2019-02-13 14:05 | 684
| Tailem Bend - Tungkillo | F1942 | 2019-02-13 20:05 | 653
| Tailem Bend - Tungkillo | F1942 | 2019-02-14 14:05 | 684
| Tailem Bend - Tungkillo | F1942 | 2019-02-14 22:05 | 653
| Tailem Bend - Tungkillo | F1942 | 2019-02-15 10:05 | 684
| Tailem Bend - Tungkillo | F1942 | 2019-02-16 00:05 | 653
| Tailem Bend - Tungkillo | F1942 | 2019-02-16 10:05 | 684
| Tailem Bend - Tungkillo | F1942 | 2019-02-17 02:05 | 653
| Tailem Bend - Tungkillo | F1942 | 2019-02-17 10:05 | 684
| Tailem Bend - Tungkillo | F1942 | 2019-02-18 08:05 | 653
| Tailem Bend - Tungkillo | F1942 | 2019-02-18 12:05 | 684
| Tailem Bend - Tungkillo | F1942 | 2019-02-18 22:05 | 653
| Tailem Bend - Tungkillo | F1942 | 2019-02-19 12:05 | 684
| Tailem Bend - Tungkillo | F1942 | 2019-02-19 22:05 | 653
| Tailem Bend - Tungkillo | F1942 | 2019-02-20 12:05 | 684
| Tailem Bend - Tungkillo | F1942 | 2019-02-20 22:05 | 653
| Tailem Bend - Tungkillo | F1942 | 2019-02-21 12:05 | 684
| Tailem Bend - Tungkillo | F1942 | 2019-02-21 22:05 | 653
| Tailem Bend - Tungkillo | F1942 | 2019-02-22 10:05 | 684
| Tailem Bend - Tungkillo | F1942 | 2019-03-04 04:05 | 653
| Tailem Bend - Tungkillo | F1942 | 2019-03-04 10:05 | 684
| Tailem Bend - Tungkillo | F1942 | 2019-03-05 02:05 | 653
| Tailem Bend - Tungkillo | F1942 | 2019-03-05 10:05 | 684
| Tailem Bend - Tungkillo | F1942 | 2019-03-05 22:05 | 653
| Tailem Bend - Tungkillo | F1942 | 2019-03-07 16:05 | 684
| Tailem Bend - Tungkillo | F1942 | 2019-03-07 22:05 | 653
| Tailem Bend - Tungkillo | F1942 | 2019-03-08 12:05 | 684
| Tailem Bend - Tungkillo | F1942 | 2019-03-09 00:05 | 653
| Tailem Bend - Tungkillo | F1942 | 2019-03-09 10:05 | 684
| Tailem Bend - Tungkillo | F1942 | 2019-03-10 00:05 | 653
| Tailem Bend - Tungkillo | F1942 | 2019-03-10 12:05 | 684
| Tailem Bend - Tungkillo | F1942 | 2019-03-11 06:05 | 653
| Tailem Bend - Tungkillo | F1942 | 2019-03-11 10:05 | 684
| Tailem Bend - Tungkillo | F1942 | 2019-03-11 22:05 | 653
| Tailem Bend - Tungkillo | F1942 | 2019-03-12 14:05 | 684
| Tailem Bend - Tungkillo | F1942 | 2019-03-12 20:05 | 653
| Tailem Bend - Tungkillo | F1942 | 2019-03-13 14:05 | 684
| Tailem Bend - Tungkillo | F1942 | 2019-03-13 20:05 | 653
| Tailem Bend - Tungkillo | F1942 | 2019-03-14 14:20 | 684
| Tailem Bend - Tungkillo | F1942 | 2019-03-14 22:05 | 653
| Tailem Bend - Tungkillo | F1942 | 2019-03-15 12:05 | 684
| Tailem Bend - Tungkillo | F1942 | 2019-03-15 22:05 | 653
| Tailem Bend - Tungkillo | F1942 | 2019-03-16 10:05 | 684
| Tailem Bend - Tungkillo | F1942 | 2019-03-17 06:05 | 653
| Tailem Bend - Tungkillo | F1942 | 2019-03-17 10:05 | 684
| Tailem Bend - Tungkillo | F1942 | 2019-03-18 04:05 | 653
| Tailem Bend - Tungkillo | F1942 | 2019-03-18 10:05 | 684
| Tailem Bend - Tungkillo | F1942 | 2019-03-19 04:05 | 653
| Tailem Bend - Tungkillo | F1942 | 2019-03-19 10:05 | 684
| Tailem Bend - Tungkillo | F1942 | 2019-03-20 00:05 | 653
| Tailem Bend - Tungkillo | F1942 | 2019-03-20 10:05 | 684
| Tailem Bend - Tungkillo | F1942 | 2019-03-21 04:05 | 653
| Tailem Bend - Tungkillo | F1942 | 2019-03-21 10:05 | 684
| Tailem Bend - Tungkillo | F1942 | 2019-03-21 22:05 | 653
| Tailem Bend - Tungkillo | F1942 | 2019-03-22 10:05 | 684
| Tailem Bend - Tungkillo | F1942 | 2019-03-23 08:05 | 653
| Tailem Bend - Tungkillo | F1942 | 2019-03-23 10:05 | 684
| Tailem Bend - Tungkillo | F1942 | 2019-03-24 02:05 | 653
| Tailem Bend - Tungkillo | F1942 | 2019-03-24 12:05 | 684
| Tailem Bend - Tungkillo | F1942 | 2019-03-25 00:05 | 653
| Tailem Bend - Tungkillo | F1942 | 2019-03-26 14:05 | 684
| Tailem Bend - Tungkillo | F1942 | 2019-03-26 20:05 | 653
| Tailem Bend - Tungkillo | F1942 | 2019-03-27 12:05 | 684
| Tailem Bend - Tungkillo | F1942 | 2019-03-27 22:05 | 653
| Tailem Bend - Tungkillo | F1942 | 2019-03-28 13:10 | 684
| Tailem Bend - Tungkillo | F1942 | 2019-03-29 00:05 | 653
| Tailem Bend - Tungkillo | F1942 | 2019-03-29 08:05 | 684
| Tailem Bend - Tungkillo | F1942 | 2019-03-29 12:05 | 653
| Tailem Bend - Tungkillo | F1942 | 2019-04-01 14:05 | 684
| Tailem Bend - Tungkillo | F1942 | 2019-04-01 20:05 | 653
| Tailem Bend - Tungkillo | F1942 | 2019-04-02 12:05 | 684
| Tailem Bend - Tungkillo | F1942 | 2019-04-02 22:05 | 653
| Tailem Bend - Tungkillo | F1942 | 2019-04-03 12:05 | 684
| Tailem Bend - Tungkillo | F1942 | 2019-04-05 22:05 | 653
| Tailem Bend - Tungkillo | F1942 | 2019-04-06 14:05 | 684
| Tailem Bend - Tungkillo | F1942 | 2019-04-06 20:05 | 653
| Tailem Bend - Tungkillo | F1942 | 2019-04-07 15:05 | 684
| Tailem Bend - Tungkillo | F1942 | 2019-04-07 19:05 | 653
| Tailem Bend - Tungkillo | F1942 | 2019-04-08 15:05 | 684
| Tailem Bend - Tungkillo | F1942 | 2019-04-08 19:05 | 653
| Tailem Bend - Tungkillo | F1942 | 2019-04-11 15:05 | 684
| Tailem Bend - Tungkillo | F1942 | 2019-04-11 19:05 | 653
| Tailem Bend - Tungkillo | F1942 | 2019-04-12 13:05 | 684
| Tailem Bend - Tungkillo | F1942 | 2019-04-12 21:05 | 653
| Tailem Bend - Tungkillo | F1942 | 2019-04-13 13:05 | 684
| Tailem Bend - Tungkillo | F1942 | 2019-04-13 21:05 | 653
| Tailem Bend - Tungkillo | F1942 | 2019-04-14 13:05 | 684
| Tailem Bend - Tungkillo | F1942 | 2019-04-15 05:05 | 653
| Tailem Bend - Tungkillo | F1942 | 2019-04-15 07:05 | 684
| Tailem Bend - Tungkillo | F1942 | 2019-04-16 05:05 | 653
| Tailem Bend - Tungkillo | F1942 | 2019-04-16 11:05 | 684
| Tailem Bend - Tungkillo | F1942 | 2019-04-17 21:05 | 653
| Tailem Bend - Tungkillo | F1942 | 2019-04-18 15:05 | 684
| Tailem Bend - Tungkillo | F1942 | 2019-04-18 19:05 | 653
| Tailem Bend - Tungkillo | F1942 | 2019-04-19 09:05 | 684
| Tailem Bend - Tungkillo | F1942 | 2019-04-21 03:05 | 653
| Tailem Bend - Tungkillo | F1942 | 2019-04-23 15:05 | 684
| Tailem Bend - Tungkillo | F1942 | 2019-04-23 17:05 | 653
| Tailem Bend - Tungkillo | F1942 | 2019-04-24 15:05 | 684
| Tailem Bend - Tungkillo | F1942 | 2019-04-24 17:05 | 653
| Tailem Bend - Tungkillo | F1942 | 2019-04-25 15:05 | 684
| Tailem Bend - Tungkillo | F1942 | 2019-04-25 17:05 | 653
| Tailem Bend - Tungkillo | F1942 | 2019-04-29 15:05 | 684
| Tailem Bend - Tungkillo | F1942 | 2019-04-29 19:05 | 653
| Tailem Bend - Tungkillo | F1942 | 2019-04-30 13:05 | 684
| Tailem Bend - Tungkillo | F1942 | 2019-04-30 21:05 | 653
| Tailem Bend - Tungkillo | F1942 | 2019-05-15 15:05 | 684
| Tailem Bend - Tungkillo | F1942 | 2019-05-15 19:05 | 653
| Tailem Bend - Tungkillo | F1942 | 2019-05-16 17:05 | 684
| Tailem Bend - Tungkillo | F1942 | 2019-05-16 19:05 | 653
| Tailem Bend - Tungkillo | F1942 | 2019-05-17 15:05 | 684
| Tailem Bend - Tungkillo | F1942 | 2019-05-17 19:05 | 653
| Tailem Bend - Tungkillo | F1942 | 2019-05-18 13:05 | 684
| Tailem Bend - Tungkillo | F1942 | 2019-05-19 15:05 | 653
| Tailem Bend - Tungkillo | F1942 | 2019-05-21 16:10 | 684
| Tailem Bend - Tungkillo | F1942 | 2019-05-21 19:05 | 653
| Tailem Bend - Tungkillo | F1942 | 2019-05-22 13:05 | 684
| Tailem Bend - Tungkillo | F1942 | 2019-05-22 19:05 | 653
| Tailem Bend - Tungkillo | F1942 | 2019-05-23 13:05 | 684
| Tailem Bend - Tungkillo | F1942 | 2019-05-23 19:05 | 653
| Tailem Bend - Tungkillo | F1942 | 2019-05-24 13:05 | 684
| Tailem Bend - Tungkillo | F1942 | 2019-05-24 17:05 | 653
| Tailem Bend - Tungkillo | F1942 | 2019-05-31 | 684
| Templers - Roseworthy | F1890 | 2016-07-07 16:20 | 137
| TIPS - Cherry Gardens | F1903 | 2016-08-24 10:35 | 857
| TIPS - Magill | F1912 | 2018-02-13 12:05 | 680
| TIPS - Magill | F1912 | 2018-02-13 14:05 | 617
| TIPS - Magill | F1912 | 2018-11-10 12:05 | 680
| TIPS - Magill | F1912 | 2018-11-12 12:05 | 617
| TIPS - Magill | F1912 | 2019-03-14 14:20 | 680
| TIPS - Magill | F1912 | 2019-03-14 14:25 | 617
| TIPS - New Osborne #3 | F1714 | 2016-11-04 14:10 | 135
| TIPS - New Osborne #3 | F1714 | 2018-10-20 15:10 | 137
| TIPS - New Osborne #4 | F1715 | 2016-11-17 09:30 | 135
| TIPS - New Osborne #4 | F1715 | 2016-11-17 12:55 | 130
| TIPS - New Osborne #4 | F1715 | 2016-11-17 20:05 | 123
| TIPS - New Osborne #4 | F1715 | 2016-11-18 02:05 | 130
| TIPS - New Osborne #4 | F1715 | 2016-11-18 12:05 | 147
| TIPS - New Osborne #4 | F1715 | 2016-11-18 22:05 | 130
| TIPS - New Osborne #4 | F1715 | 2016-11-19 10:05 | 147
| TIPS - New Osborne #4 | F1715 | 2016-11-20 06:05 | 130
| TIPS - New Osborne #4 | F1715 | 2016-11-20 08:05 | 147
| TIPS - New Osborne #4 | F1715 | 2016-11-20 12:05 | 130
| TIPS - New Osborne #4 | F1715 | 2016-11-20 22:05 | 123
| TIPS - New Osborne #4 | F1715 | 2016-11-21 22:05 | 130
| TIPS - New Osborne #4 | F1715 | 2016-11-25 14:05 | 147
| TIPS - New Osborne #4 | F1715 | 2016-11-25 18:05 | 130
| TIPS - New Osborne #4 | F1715 | 2016-11-26 12:05 | 147
| TIPS - New Osborne #4 | F1715 | 2016-11-26 20:05 | 130
| TIPS - New Osborne #4 | F1715 | 2016-11-27 12:05 | 147
| TIPS - New Osborne #4 | F1715 | 2016-11-27 22:05 | 130
| TIPS - New Osborne #4 | F1715 | 2016-11-28 10:05 | 147
| TIPS - New Osborne #4 | F1715 | 2016-11-29 02:05 | 130
| TIPS - New Osborne #4 | F1715 | 2016-11-29 10:05 | 147
| TIPS - New Osborne #4 | F1715 | 2016-11-29 22:05 | 130
| TIPS - New Osborne #4 | F1715 | 2016-11-30 12:05 | 147
| TIPS - New Osborne #4 | F1715 | 2016-11-30 20:05 | 130
| TIPS - New Osborne #4 | F1715 | 2016-12-01 12:05 | 147
| TIPS - New Osborne #4 | F1715 | 2016-12-01 20:05 | 130
| TIPS - New Osborne #4 | F1715 | 2016-12-02 12:05 | 147
| TIPS - New Osborne #4 | F1715 | 2016-12-02 20:05 | 130
| TIPS - New Osborne #4 | F1715 | 2016-12-03 10:05 | 147
| TIPS - New Osborne #4 | F1715 | 2016-12-03 16:05 | 130
| TIPS - New Osborne #4 | F1715 | 2016-12-03 18:05 | 123
| TIPS - New Osborne #4 | F1715 | 2016-12-05 00:05 | 130
| TIPS - New Osborne #4 | F1715 | 2016-12-05 12:05 | 147
| TIPS - New Osborne #4 | F1715 | 2016-12-05 20:05 | 130
| TIPS - New Osborne #4 | F1715 | 2016-12-06 12:05 | 147
| TIPS - New Osborne #4 | F1715 | 2016-12-06 22:05 | 130
| TIPS - New Osborne #4 | F1715 | 2016-12-07 10:05 | 147
| TIPS - New Osborne #4 | F1715 | 2016-12-08 04:05 | 130
| TIPS - New Osborne #4 | F1715 | 2016-12-10 12:05 | 147
| TIPS - New Osborne #4 | F1715 | 2016-12-10 22:05 | 130
| TIPS - New Osborne #4 | F1715 | 2016-12-11 10:05 | 147
| TIPS - New Osborne #4 | F1715 | 2016-12-12 06:05 | 130
| TIPS - New Osborne #4 | F1715 | 2016-12-12 08:05 | 147
| TIPS - New Osborne #4 | F1715 | 2016-12-12 12:05 | 130
| TIPS - New Osborne #4 | F1715 | 2016-12-12 22:05 | 123
| TIPS - New Osborne #4 | F1715 | 2016-12-13 10:05 | 130
| TIPS - New Osborne #4 | F1715 | 2016-12-13 20:05 | 123
| TIPS - New Osborne #4 | F1715 | 2016-12-14 04:05 | 130
| TIPS - New Osborne #4 | F1715 | 2016-12-14 14:05 | 147
| TIPS - New Osborne #4 | F1715 | 2016-12-14 18:05 | 130
| TIPS - New Osborne #4 | F1715 | 2016-12-15 16:05 | 147
| TIPS - New Osborne #4 | F1715 | 2016-12-15 20:05 | 130
| TIPS - New Osborne #4 | F1715 | 2016-12-16 12:05 | 147
| TIPS - New Osborne #4 | F1715 | 2016-12-16 22:05 | 130
| TIPS - New Osborne #4 | F1715 | 2016-12-18 14:05 | 147
| TIPS - New Osborne #4 | F1715 | 2016-12-19 12:05 | 130
| TIPS - New Osborne #4 | F1715 | 2016-12-19 20:05 | 123
| TIPS - New Osborne #4 | F1715 | 2016-12-20 02:05 | 130
| TIPS - New Osborne #4 | F1715 | 2016-12-20 14:05 | 147
| TIPS - New Osborne #4 | F1715 | 2016-12-20 20:05 | 130
| TIPS - New Osborne #4 | F1715 | 2016-12-21 12:05 | 147
| TIPS - New Osborne #4 | F1715 | 2016-12-21 20:05 | 130
| TIPS - New Osborne #4 | F1715 | 2016-12-22 10:05 | 147
| TIPS - New Osborne #4 | F1715 | 2016-12-22 16:05 | 130
| TIPS - New Osborne #4 | F1715 | 2016-12-22 20:05 | 123
| TIPS - New Osborne #4 | F1715 | 2016-12-23 10:05 | 130
| TIPS - New Osborne #4 | F1715 | 2016-12-23 20:05 | 123
| TIPS - New Osborne #4 | F1715 | 2016-12-24 06:05 | 130
| TIPS - New Osborne #4 | F1715 | 2016-12-24 08:05 | 147
| TIPS - New Osborne #4 | F1715 | 2016-12-24 12:05 | 130
| TIPS - New Osborne #4 | F1715 | 2016-12-24 22:05 | 123
| TIPS - New Osborne #4 | F1715 | 2016-12-25 06:05 | 130
| TIPS - New Osborne #4 | F1715 | 2016-12-25 08:05 | 147
| TIPS - New Osborne #4 | F1715 | 2016-12-25 10:05 | 130
| TIPS - New Osborne #4 | F1715 | 2016-12-26 00:05 | 123
| TIPS - New Osborne #4 | F1715 | 2016-12-28 16:05 | 130
| TIPS - New Osborne #4 | F1715 | 2016-12-28 18:05 | 123
| TIPS - New Osborne #4 | F1715 | 2016-12-29 04:05 | 130
| TIPS - New Osborne #4 | F1715 | 2016-12-29 10:05 | 147
| TIPS - New Osborne #4 | F1715 | 2016-12-30 02:05 | 130
| TIPS - New Osborne #4 | F1715 | 2016-12-30 12:05 | 147
| TIPS - New Osborne #4 | F1715 | 2016-12-31 00:05 | 130
| TIPS - New Osborne #4 | F1715 | 2016-12-31 12:05 | 147
| TIPS - New Osborne #4 | F1715 | 2017-01-01 00:05 | 130
| TIPS - New Osborne #4 | F1715 | 2017-01-01 12:05 | 147
| TIPS - New Osborne #4 | F1715 | 2017-01-01 20:05 | 130
| TIPS - New Osborne #4 | F1715 | 2017-01-02 12:05 | 147
| TIPS - New Osborne #4 | F1715 | 2017-01-02 20:05 | 130
| TIPS - New Osborne #4 | F1715 | 2017-01-03 12:05 | 147
| TIPS - New Osborne #4 | F1715 | 2017-01-04 12:05 | 130
| TIPS - New Osborne #4 | F1715 | 2017-01-04 20:05 | 123
| TIPS - New Osborne #4 | F1715 | 2017-01-05 12:05 | 130
| TIPS - New Osborne #4 | F1715 | 2017-01-05 22:05 | 123
| TIPS - New Osborne #4 | F1715 | 2017-01-06 10:05 | 130
| TIPS - New Osborne #4 | F1715 | 2017-01-07 22:05 | 123
| TIPS - New Osborne #4 | F1715 | 2017-01-10 04:05 | 130
| TIPS - New Osborne #4 | F1715 | 2017-01-10 08:05 | 147
| TIPS - New Osborne #4 | F1715 | 2017-01-11 00:05 | 130
| TIPS - New Osborne #4 | F1715 | 2017-01-11 10:05 | 147
| TIPS - New Osborne #4 | F1715 | 2017-01-12 00:05 | 130
| TIPS - New Osborne #4 | F1715 | 2017-01-12 09:45 | 147
| TIPS - New Osborne #4 | F1715 | 2017-01-12 10:05 | 130
| TIPS - New Osborne #4 | F1715 | 2017-01-12 10:20 | 147
| TIPS - New Osborne #4 | F1715 | 2017-01-12 13:50 | 130
| TIPS - New Osborne #4 | F1715 | 2017-01-13 00:05 | 123
| TIPS - New Osborne #4 | F1715 | 2017-01-13 04:05 | 130
| TIPS - New Osborne #4 | F1715 | 2017-01-13 06:05 | 123
| TIPS - New Osborne #4 | F1715 | 2017-01-13 22:05 | 130
| TIPS - New Osborne #4 | F1715 | 2017-01-14 12:05 | 147
| TIPS - New Osborne #4 | F1715 | 2017-01-14 22:05 | 130
| TIPS - New Osborne #4 | F1715 | 2017-01-15 12:05 | 147
| TIPS - New Osborne #4 | F1715 | 2017-01-16 04:05 | 130
| TIPS - New Osborne #4 | F1715 | 2017-01-16 10:05 | 147
| TIPS - New Osborne #4 | F1715 | 2017-01-16 14:05 | 130
| TIPS - New Osborne #4 | F1715 | 2017-01-16 22:05 | 123
| TIPS - New Osborne #4 | F1715 | 2017-01-17 12:00 | 130
| TIPS - New Osborne #4 | F1715 | 2017-01-17 22:05 | 123
| TIPS - New Osborne #4 | F1715 | 2017-01-18 06:05 | 130
| TIPS - New Osborne #4 | F1715 | 2017-01-18 12:05 | 147
| TIPS - New Osborne #4 | F1715 | 2017-01-18 22:05 | 130
| TIPS - New Osborne #4 | F1715 | 2017-01-19 04:05 | 147
| TIPS - New Osborne #4 | F1715 | 2017-01-19 14:05 | 130
| TIPS - New Osborne #4 | F1715 | 2017-01-19 22:05 | 123
| TIPS - New Osborne #4 | F1715 | 2017-01-20 08:05 | 130
| TIPS - New Osborne #4 | F1715 | 2017-01-20 12:05 | 147
| TIPS - New Osborne #4 | F1715 | 2017-01-20 20:05 | 130
| TIPS - New Osborne #4 | F1715 | 2017-01-21 12:05 | 147
| TIPS - New Osborne #4 | F1715 | 2017-01-22 00:05 | 130
| TIPS - New Osborne #4 | F1715 | 2017-01-22 04:05 | 147
| TIPS - New Osborne #4 | F1715 | 2017-01-22 14:05 | 130
| TIPS - New Osborne #4 | F1715 | 2017-01-22 22:05 | 123
| TIPS - New Osborne #4 | F1715 | 2017-01-23 10:05 | 130
| TIPS - New Osborne #4 | F1715 | 2017-01-23 12:05 | 123
| TIPS - New Osborne #4 | F1715 | 2017-01-24 02:05 | 130
| TIPS - New Osborne #4 | F1715 | 2017-01-24 10:05 | 147
| TIPS - New Osborne #4 | F1715 | 2017-01-24 20:05 | 130
| TIPS - New Osborne #4 | F1715 | 2017-01-25 12:05 | 147
| TIPS - New Osborne #4 | F1715 | 2017-01-25 22:05 | 130
| TIPS - New Osborne #4 | F1715 | 2017-01-26 12:05 | 147
| TIPS - New Osborne #4 | F1715 | 2017-01-26 22:05 | 130
| TIPS - New Osborne #4 | F1715 | 2017-01-27 10:05 | 147
| TIPS - New Osborne #4 | F1715 | 2017-01-27 16:05 | 130
| TIPS - New Osborne #4 | F1715 | 2017-01-27 22:05 | 123
| TIPS - New Osborne #4 | F1715 | 2017-01-28 04:05 | 130
| TIPS - New Osborne #4 | F1715 | 2017-01-28 10:05 | 147
| TIPS - New Osborne #4 | F1715 | 2017-01-28 14:05 | 130
| TIPS - New Osborne #4 | F1715 | 2017-01-28 20:05 | 123
| TIPS - New Osborne #4 | F1715 | 2017-01-29 04:05 | 130
| TIPS - New Osborne #4 | F1715 | 2017-01-29 10:05 | 147
| TIPS - New Osborne #4 | F1715 | 2017-01-29 12:05 | 130
| TIPS - New Osborne #4 | F1715 | 2017-01-30 00:05 | 123
| TIPS - New Osborne #4 | F1715 | 2017-01-30 06:05 | 130
| TIPS - New Osborne #4 | F1715 | 2017-01-30 08:05 | 123
| TIPS - New Osborne #4 | F1715 | 2017-01-31 04:05 | 130
| TIPS - New Osborne #4 | F1715 | 2017-01-31 12:05 | 147
| TIPS - New Osborne #4 | F1715 | 2017-01-31 22:05 | 130
| TIPS - New Osborne #4 | F1715 | 2017-02-01 12:05 | 147
| TIPS - New Osborne #4 | F1715 | 2017-02-01 22:05 | 130
| TIPS - New Osborne #4 | F1715 | 2017-02-02 11:45 | 147
| TIPS - New Osborne #4 | F1715 | 2017-02-02 22:05 | 130
| TIPS - New Osborne #4 | F1715 | 2017-02-03 10:05 | 147
| TIPS - New Osborne #4 | F1715 | 2017-02-04 04:05 | 130
| TIPS - New Osborne #4 | F1715 | 2017-02-04 08:05 | 147
| TIPS - New Osborne #4 | F1715 | 2017-02-06 04:05 | 130
| TIPS - New Osborne #4 | F1715 | 2017-02-07 12:05 | 147
| TIPS - New Osborne #4 | F1715 | 2017-02-08 09:40 | 130
| TIPS - New Osborne #4 | F1715 | 2017-02-09 04:05 | 123
| TIPS - New Osborne #4 | F1715 | 2017-02-09 10:05 | 130
| TIPS - New Osborne #4 | F1715 | 2017-02-10 00:05 | 123
| TIPS - New Osborne #4 | F1715 | 2017-02-10 10:05 | 130
| TIPS - New Osborne #4 | F1715 | 2017-02-11 00:05 | 123
| TIPS - New Osborne #4 | F1715 | 2017-02-11 12:05 | 130
| TIPS - New Osborne #4 | F1715 | 2017-02-11 20:05 | 123
| TIPS - New Osborne #4 | F1715 | 2017-02-12 00:05 | 130
| TIPS - New Osborne #4 | F1715 | 2017-02-12 12:05 | 147
| TIPS - New Osborne #4 | F1715 | 2017-02-12 20:05 | 130
| TIPS - New Osborne #4 | F1715 | 2017-02-13 14:05 | 147
| TIPS - New Osborne #4 | F1715 | 2017-02-13 20:05 | 130
| TIPS - New Osborne #4 | F1715 | 2017-02-14 12:05 | 147
| TIPS - New Osborne #4 | F1715 | 2017-02-15 14:05 | 130
| TIPS - New Osborne #4 | F1715 | 2017-02-15 16:05 | 123
| TIPS - New Osborne #4 | F1715 | 2017-02-16 02:05 | 130
| TIPS - New Osborne #4 | F1715 | 2017-02-16 10:05 | 147
| TIPS - New Osborne #4 | F1715 | 2017-02-16 22:05 | 130
| TIPS - New Osborne #4 | F1715 | 2017-02-17 16:05 | 147
| TIPS - New Osborne #4 | F1715 | 2017-02-17 22:05 | 130
| TIPS - New Osborne #4 | F1715 | 2017-02-20 14:05 | 147
| TIPS - New Osborne #4 | F1715 | 2017-02-20 20:05 | 130
| TIPS - New Osborne #4 | F1715 | 2017-02-21 12:05 | 147
| TIPS - New Osborne #4 | F1715 | 2017-02-23 00:05 | 130
| TIPS - New Osborne #4 | F1715 | 2017-02-23 10:05 | 147
| TIPS - New Osborne #4 | F1715 | 2017-02-23 22:05 | 130
| TIPS - New Osborne #4 | F1715 | 2017-02-24 14:05 | 147
| TIPS - New Osborne #4 | F1715 | 2017-02-24 18:05 | 130
| TIPS - New Osborne #4 | F1715 | 2017-02-25 14:05 | 147
| TIPS - New Osborne #4 | F1715 | 2017-02-25 20:05 | 130
| TIPS - New Osborne #4 | F1715 | 2017-02-26 12:05 | 147
| TIPS - New Osborne #4 | F1715 | 2017-02-27 00:05 | 130
| TIPS - New Osborne #4 | F1715 | 2017-02-27 10:05 | 147
| TIPS - New Osborne #4 | F1715 | 2017-02-27 14:05 | 130
| TIPS - New Osborne #4 | F1715 | 2017-02-27 22:05 | 123
| TIPS - New Osborne #4 | F1715 | 2017-02-28 10:05 | 130
| TIPS - New Osborne #4 | F1715 | 2017-03-01 00:05 | 123
| TIPS - New Osborne #4 | F1715 | 2017-03-01 10:05 | 130
| TIPS - New Osborne #4 | F1715 | 2017-03-02 00:05 | 123
| TIPS - New Osborne #4 | F1715 | 2017-03-02 12:05 | 130
| TIPS - New Osborne #4 | F1715 | 2017-03-02 20:05 | 123
| TIPS - New Osborne #4 | F1715 | 2017-03-03 06:05 | 130
| TIPS - New Osborne #4 | F1715 | 2017-03-03 08:05 | 147
| TIPS - New Osborne #4 | F1715 | 2017-03-03 14:05 | 130
| TIPS - New Osborne #4 | F1715 | 2017-03-03 20:05 | 123
| TIPS - New Osborne #4 | F1715 | 2017-03-04 14:05 | 130
| TIPS - New Osborne #4 | F1715 | 2017-03-04 18:05 | 123
| TIPS - New Osborne #4 | F1715 | 2017-03-05 00:05 | 130
| TIPS - New Osborne #4 | F1715 | 2017-03-05 12:05 | 147
| TIPS - New Osborne #4 | F1715 | 2017-03-05 20:05 | 130
| TIPS - New Osborne #4 | F1715 | 2017-03-06 12:05 | 147
| TIPS - New Osborne #4 | F1715 | 2017-03-06 22:05 | 130
| TIPS - New Osborne #4 | F1715 | 2017-03-07 04:05 | 147
| TIPS - New Osborne #4 | F1715 | 2017-03-07 16:05 | 130
| TIPS - New Osborne #4 | F1715 | 2017-03-07 20:05 | 123
| TIPS - New Osborne #4 | F1715 | 2017-03-08 08:05 | 130
| TIPS - New Osborne #4 | F1715 | 2017-03-08 09:20 | 147
| TIPS - New Osborne #4 | F1715 | 2017-03-08 14:05 | 130
| TIPS - New Osborne #4 | F1715 | 2017-03-08 20:05 | 123
| TIPS - New Osborne #4 | F1715 | 2017-03-09 06:05 | 130
| TIPS - New Osborne #4 | F1715 | 2017-03-09 10:05 | 147
| TIPS - New Osborne #4 | F1715 | 2017-03-09 10:10 | 130
| TIPS - New Osborne #4 | F1715 | 2017-03-09 10:15 | 147
| TIPS - New Osborne #4 | F1715 | 2017-03-09 14:05 | 130
| TIPS - New Osborne #4 | F1715 | 2017-03-09 20:05 | 123
| TIPS - New Osborne #4 | F1715 | 2017-03-10 04:05 | 130
| TIPS - New Osborne #4 | F1715 | 2017-03-10 11:35 | 147
| TIPS - New Osborne #4 | F1715 | 2017-03-10 16:05 | 130
| TIPS - New Osborne #4 | F1715 | 2017-03-10 20:05 | 123
| TIPS - New Osborne #4 | F1715 | 2017-03-12 00:05 | 130
| TIPS - New Osborne #4 | F1715 | 2017-03-13 14:05 | 147
| TIPS - New Osborne #4 | F1715 | 2017-03-13 20:05 | 130
| TIPS - New Osborne #4 | F1715 | 2017-03-14 10:05 | 147
| TIPS - New Osborne #4 | F1715 | 2017-03-15 12:05 | 130
| TIPS - New Osborne #4 | F1715 | 2017-03-15 22:05 | 123
| TIPS - New Osborne #4 | F1715 | 2017-03-16 04:05 | 130
| TIPS - New Osborne #4 | F1715 | 2017-03-16 12:25 | 147
| TIPS - New Osborne #4 | F1715 | 2017-03-16 20:05 | 130
| TIPS - New Osborne #4 | F1715 | 2017-03-17 14:05 | 147
| TIPS - New Osborne #4 | F1715 | 2017-03-17 22:05 | 130
| TIPS - New Osborne #4 | F1715 | 2017-03-18 10:05 | 147
| TIPS - New Osborne #4 | F1715 | 2017-03-18 16:05 | 130
| TIPS - New Osborne #4 | F1715 | 2017-03-18 18:05 | 123
| TIPS - New Osborne #4 | F1715 | 2017-03-19 04:05 | 130
| TIPS - New Osborne #4 | F1715 | 2017-03-19 10:05 | 147
| TIPS - New Osborne #4 | F1715 | 2017-03-19 12:05 | 130
| TIPS - New Osborne #4 | F1715 | 2017-03-19 22:05 | 123
| TIPS - New Osborne #4 | F1715 | 2017-03-20 12:05 | 130
| TIPS - New Osborne #4 | F1715 | 2017-03-20 14:05 | 123
| TIPS - New Osborne #4 | F1715 | 2017-03-22 02:05 | 130
| TIPS - New Osborne #4 | F1715 | 2017-03-22 14:05 | 147
| TIPS - New Osborne #4 | F1715 | 2017-03-22 22:05 | 130
| TIPS - New Osborne #4 | F1715 | 2017-03-23 12:05 | 147
| TIPS - New Osborne #4 | F1715 | 2017-03-24 16:05 | 130
| TIPS - New Osborne #4 | F1715 | 2017-03-24 20:05 | 123
| TIPS - New Osborne #4 | F1715 | 2017-03-26 14:05 | 130
| TIPS - New Osborne #4 | F1715 | 2017-03-27 04:05 | 123
| TIPS - New Osborne #4 | F1715 | 2017-03-27 22:05 | 130
| TIPS - New Osborne #4 | F1715 | 2017-03-28 14:05 | 147
| TIPS - New Osborne #4 | F1715 | 2017-03-28 22:05 | 130
| TIPS - New Osborne #4 | F1715 | 2017-03-29 14:05 | 147
| TIPS - New Osborne #4 | F1715 | 2017-03-29 16:05 | 130
| TIPS - New Osborne #4 | F1715 | 2017-04-01 14:05 | 147
| TIPS - New Osborne #4 | F1715 | 2017-04-01 18:05 | 130
| TIPS - New Osborne #4 | F1715 | 2017-04-03 16:05 | 147
| TIPS - New Osborne #4 | F1715 | 2017-04-03 18:05 | 130
| TIPS - New Osborne #4 | F1715 | 2017-04-04 12:05 | 147
| TIPS - New Osborne #4 | F1715 | 2017-04-05 02:05 | 130
| TIPS - New Osborne #4 | F1715 | 2017-04-05 04:05 | 147
| TIPS - New Osborne #4 | F1715 | 2017-04-05 06:05 | 130
| TIPS - New Osborne #4 | F1715 | 2017-04-05 12:05 | 147
| TIPS - New Osborne #4 | F1715 | 2017-04-05 22:05 | 130
| TIPS - New Osborne #4 | F1715 | 2017-04-06 12:05 | 147
| TIPS - New Osborne #4 | F1715 | 2017-04-07 00:05 | 130
| TIPS - New Osborne #4 | F1715 | 2017-04-07 02:05 | 147
| TIPS - New Osborne #4 | F1715 | 2017-04-07 06:05 | 130
| TIPS - New Osborne #4 | F1715 | 2017-04-07 10:05 | 147
| TIPS - New Osborne #4 | F1715 | 2017-04-08 00:05 | 130
| TIPS - New Osborne #4 | F1715 | 2017-04-08 10:05 | 147
| TIPS - New Osborne #4 | F1715 | 2017-04-08 20:05 | 130
| TIPS - New Osborne #4 | F1715 | 2017-04-12 14:15 | 147
| TIPS - New Osborne #4 | F1715 | 2017-04-12 20:05 | 130
| TIPS - New Osborne #4 | F1715 | 2017-04-13 12:05 | 147
| TIPS - New Osborne #4 | F1715 | 2017-04-13 22:05 | 130
| TIPS - New Osborne #4 | F1715 | 2017-04-14 12:05 | 147
| TIPS - New Osborne #4 | F1715 | 2017-04-14 20:05 | 130
| TIPS - New Osborne #4 | F1715 | 2017-04-15 12:05 | 147
| TIPS - New Osborne #4 | F1715 | 2017-04-15 20:05 | 130
| TIPS - New Osborne #4 | F1715 | 2017-04-16 14:05 | 147
| TIPS - New Osborne #4 | F1715 | 2017-04-16 20:05 | 130
| TIPS - New Osborne #4 | F1715 | 2017-04-17 12:05 | 147
| TIPS - New Osborne #4 | F1715 | 2017-04-20 04:05 | 130
| TIPS - New Osborne #4 | F1715 | 2017-04-20 16:05 | 147
| TIPS - New Osborne #4 | F1715 | 2017-04-20 22:05 | 130
| TIPS - New Osborne #4 | F1715 | 2017-04-21 14:05 | 147
| TIPS - New Osborne #4 | F1715 | 2017-04-21 20:05 | 130
| TIPS - New Osborne #4 | F1715 | 2017-04-22 12:05 | 147
| TIPS - New Osborne #4 | F1715 | 2017-04-22 20:05 | 130
| TIPS - New Osborne #4 | F1715 | 2017-04-23 12:05 | 147
| TIPS - New Osborne #4 | F1715 | 2017-04-24 02:05 | 130
| TIPS - New Osborne #4 | F1715 | 2017-05-15 16:05 | 147
| TIPS - New Osborne #4 | F1715 | 2017-05-15 18:05 | 130
| TIPS - New Osborne #4 | F1715 | 2017-05-21 14:05 | 147
| TIPS - New Osborne #4 | F1715 | 2017-05-21 20:05 | 130
| TIPS - New Osborne #4 | F1715 | 2017-05-26 16:05 | 147
| TIPS - New Osborne #4 | F1715 | 2017-05-26 18:05 | 130
| TIPS - New Osborne #4 | F1715 | 2017-07-29 12:05 | 147
| TIPS - New Osborne #4 | F1715 | 2017-07-29 14:05 | 130
| TIPS - New Osborne #4 | F1715 | 2017-08-13 14:05 | 147
| TIPS - New Osborne #4 | F1715 | 2017-08-13 20:05 | 130
| TIPS - New Osborne #4 | F1715 | 2017-09-01 16:05 | 147
| TIPS - New Osborne #4 | F1715 | 2017-09-01 18:05 | 130
| TIPS - New Osborne #4 | F1715 | 2017-09-11 12:05 | 147
| TIPS - New Osborne #4 | F1715 | 2017-09-11 20:05 | 130
| TIPS - New Osborne #4 | F1715 | 2017-09-12 12:05 | 147
| TIPS - New Osborne #4 | F1715 | 2017-09-12 16:05 | 130
| TIPS - New Osborne #4 | F1715 | 2017-09-17 14:05 | 147
| TIPS - New Osborne #4 | F1715 | 2017-09-17 22:05 | 130
| TIPS - New Osborne #4 | F1715 | 2017-09-20 16:05 | 147
| TIPS - New Osborne #4 | F1715 | 2017-09-20 20:05 | 130
| TIPS - New Osborne #4 | F1715 | 2017-09-22 12:05 | 147
| TIPS - New Osborne #4 | F1715 | 2017-09-23 02:05 | 130
| TIPS - New Osborne #4 | F1715 | 2017-09-26 16:05 | 147
| TIPS - New Osborne #4 | F1715 | 2017-09-27 04:05 | 130
| TIPS - New Osborne #4 | F1715 | 2017-09-27 10:05 | 147
| TIPS - New Osborne #4 | F1715 | 2017-09-27 20:05 | 130
| TIPS - New Osborne #4 | F1715 | 2017-10-02 16:05 | 147
| TIPS - New Osborne #4 | F1715 | 2017-10-02 20:05 | 130
| TIPS - New Osborne #4 | F1715 | 2017-10-03 12:05 | 147
| TIPS - New Osborne #4 | F1715 | 2017-10-03 22:05 | 130
| TIPS - New Osborne #4 | F1715 | 2017-10-04 10:05 | 147
| TIPS - New Osborne #4 | F1715 | 2017-10-04 22:05 | 130
| TIPS - New Osborne #4 | F1715 | 2017-10-07 14:05 | 147
| TIPS - New Osborne #4 | F1715 | 2017-10-08 00:05 | 130
| TIPS - New Osborne #4 | F1715 | 2017-10-08 12:05 | 147
| TIPS - New Osborne #4 | F1715 | 2017-10-08 22:05 | 130
| TIPS - New Osborne #4 | F1715 | 2017-10-10 14:05 | 147
| TIPS - New Osborne #4 | F1715 | 2017-10-11 14:05 | 130
| TIPS - New Osborne #4 | F1715 | 2017-10-14 14:05 | 147
| TIPS - New Osborne #4 | F1715 | 2017-10-14 18:05 | 130
| TIPS - New Osborne #4 | F1715 | 2017-10-15 12:05 | 147
| TIPS - New Osborne #4 | F1715 | 2017-10-15 20:05 | 130
| TIPS - New Osborne #4 | F1715 | 2017-10-16 08:05 | 147
| TIPS - New Osborne #4 | F1715 | 2017-10-16 16:05 | 130
| TIPS - New Osborne #4 | F1715 | 2017-10-16 20:05 | 123
| TIPS - New Osborne #4 | F1715 | 2017-10-17 14:05 | 130
| TIPS - New Osborne #4 | F1715 | 2017-10-17 20:05 | 123
| TIPS - New Osborne #4 | F1715 | 2017-10-18 12:05 | 130
| TIPS - New Osborne #4 | F1715 | 2017-10-18 20:05 | 123
| TIPS - New Osborne #4 | F1715 | 2017-10-19 04:05 | 130
| TIPS - New Osborne #4 | F1715 | 2017-10-23 14:05 | 147
| TIPS - New Osborne #4 | F1715 | 2017-10-23 22:05 | 130
| TIPS - New Osborne #4 | F1715 | 2017-10-24 10:05 | 147
| TIPS - New Osborne #4 | F1715 | 2017-10-24 16:05 | 130
| TIPS - New Osborne #4 | F1715 | 2017-10-25 12:05 | 147
| TIPS - New Osborne #4 | F1715 | 2017-10-25 20:05 | 130
| TIPS - New Osborne #4 | F1715 | 2017-10-27 10:05 | 147
| TIPS - New Osborne #4 | F1715 | 2017-10-27 14:05 | 130
| TIPS - New Osborne #4 | F1715 | 2017-10-27 18:05 | 123
| TIPS - New Osborne #4 | F1715 | 2017-10-27 20:05 | 130
| TIPS - New Osborne #4 | F1715 | 2017-10-29 10:05 | 147
| TIPS - New Osborne #4 | F1715 | 2017-10-29 16:05 | 130
| TIPS - New Osborne #4 | F1715 | 2017-11-02 16:05 | 147
| TIPS - New Osborne #4 | F1715 | 2017-11-02 18:05 | 130
| TIPS - New Osborne #4 | F1715 | 2017-11-05 14:05 | 147
| TIPS - New Osborne #4 | F1715 | 2017-11-05 18:05 | 130
| TIPS - New Osborne #4 | F1715 | 2017-11-08 12:05 | 147
| TIPS - New Osborne #4 | F1715 | 2017-11-08 22:05 | 130
| TIPS - New Osborne #4 | F1715 | 2017-11-09 10:05 | 147
| TIPS - New Osborne #4 | F1715 | 2017-11-10 12:05 | 130
| TIPS - New Osborne #4 | F1715 | 2017-11-10 18:05 | 123
| TIPS - New Osborne #4 | F1715 | 2017-11-11 14:05 | 130
| TIPS - New Osborne #4 | F1715 | 2017-11-11 18:05 | 123
| TIPS - New Osborne #4 | F1715 | 2017-11-12 10:05 | 130
| TIPS - New Osborne #4 | F1715 | 2017-11-12 20:05 | 123
| TIPS - New Osborne #4 | F1715 | 2017-11-13 10:05 | 130
| TIPS - New Osborne #4 | F1715 | 2017-11-14 00:05 | 123
| TIPS - New Osborne #4 | F1715 | 2017-11-14 10:05 | 130
| TIPS - New Osborne #4 | F1715 | 2017-11-14 18:05 | 123
| TIPS - New Osborne #4 | F1715 | 2017-11-15 06:05 | 130
| TIPS - New Osborne #4 | F1715 | 2017-11-18 14:05 | 147
| TIPS - New Osborne #4 | F1715 | 2017-11-18 22:05 | 130
| TIPS - New Osborne #4 | F1715 | 2017-11-19 08:05 | 147
| TIPS - New Osborne #4 | F1715 | 2017-11-20 14:05 | 130
| TIPS - New Osborne #4 | F1715 | 2017-11-20 22:05 | 123
| TIPS - New Osborne #4 | F1715 | 2017-11-21 12:05 | 130
| TIPS - New Osborne #4 | F1715 | 2017-11-21 22:05 | 123
| TIPS - New Osborne #4 | F1715 | 2017-11-22 10:05 | 130
| TIPS - New Osborne #4 | F1715 | 2017-11-22 16:05 | 123
| TIPS - New Osborne #4 | F1715 | 2017-11-23 04:05 | 130
| TIPS - New Osborne #4 | F1715 | 2017-11-23 08:05 | 147
| TIPS - New Osborne #4 | F1715 | 2017-11-24 00:05 | 130
| TIPS - New Osborne #4 | F1715 | 2017-11-24 08:05 | 147
| TIPS - New Osborne #4 | F1715 | 2017-11-25 04:05 | 130
| TIPS - New Osborne #4 | F1715 | 2017-11-25 10:05 | 147
| TIPS - New Osborne #4 | F1715 | 2017-11-26 00:05 | 130
| TIPS - New Osborne #4 | F1715 | 2017-11-26 12:05 | 147
| TIPS - New Osborne #4 | F1715 | 2017-11-26 18:05 | 130
| TIPS - New Osborne #4 | F1715 | 2017-11-27 12:05 | 147
| TIPS - New Osborne #4 | F1715 | 2017-11-27 22:05 | 130
| TIPS - New Osborne #4 | F1715 | 2017-11-28 00:05 | 147
| TIPS - New Osborne #4 | F1715 | 2017-11-28 12:05 | 130
| TIPS - New Osborne #4 | F1715 | 2017-11-28 22:05 | 123
| TIPS - New Osborne #4 | F1715 | 2017-11-29 10:05 | 130
| TIPS - New Osborne #4 | F1715 | 2017-11-29 22:05 | 123
| TIPS - New Osborne #4 | F1715 | 2017-11-30 12:05 | 130
| TIPS - New Osborne #4 | F1715 | 2017-11-30 20:05 | 123
| TIPS - New Osborne #4 | F1715 | 2017-12-01 00:05 | 130
| TIPS - New Osborne #4 | F1715 | 2017-12-05 12:05 | 147
| TIPS - New Osborne #4 | F1715 | 2017-12-05 18:05 | 130
| TIPS - New Osborne #4 | F1715 | 2017-12-06 12:05 | 147
| TIPS - New Osborne #4 | F1715 | 2017-12-06 20:05 | 130
| TIPS - New Osborne #4 | F1715 | 2017-12-08 16:05 | 147
| TIPS - New Osborne #4 | F1715 | 2017-12-08 18:05 | 130
| TIPS - New Osborne #4 | F1715 | 2017-12-09 12:05 | 147
| TIPS - New Osborne #4 | F1715 | 2017-12-09 22:05 | 130
| TIPS - New Osborne #4 | F1715 | 2017-12-10 10:05 | 147
| TIPS - New Osborne #4 | F1715 | 2017-12-10 22:05 | 130
| TIPS - New Osborne #4 | F1715 | 2017-12-11 10:05 | 147
| TIPS - New Osborne #4 | F1715 | 2017-12-12 00:05 | 130
| TIPS - New Osborne #4 | F1715 | 2017-12-12 10:05 | 147
| TIPS - New Osborne #4 | F1715 | 2017-12-12 12:05 | 130
| TIPS - New Osborne #4 | F1715 | 2017-12-12 22:05 | 123
| TIPS - New Osborne #4 | F1715 | 2017-12-13 00:05 | 130
| TIPS - New Osborne #4 | F1715 | 2017-12-13 04:05 | 123
| TIPS - New Osborne #4 | F1715 | 2017-12-13 08:05 | 130
| TIPS - New Osborne #4 | F1715 | 2017-12-13 18:05 | 123
| TIPS - New Osborne #4 | F1715 | 2017-12-14 04:05 | 130
| TIPS - New Osborne #4 | F1715 | 2017-12-14 13:05 | 147
| TIPS - New Osborne #4 | F1715 | 2017-12-14 22:05 | 130
| TIPS - New Osborne #4 | F1715 | 2017-12-15 12:05 | 147
| TIPS - New Osborne #4 | F1715 | 2017-12-15 22:05 | 130
| TIPS - New Osborne #4 | F1715 | 2017-12-16 10:05 | 147
| TIPS - New Osborne #4 | F1715 | 2017-12-17 00:05 | 130
| TIPS - New Osborne #4 | F1715 | 2017-12-17 08:05 | 147
| TIPS - New Osborne #4 | F1715 | 2017-12-17 14:05 | 130
| TIPS - New Osborne #4 | F1715 | 2017-12-17 20:05 | 123
| TIPS - New Osborne #4 | F1715 | 2017-12-18 12:05 | 130
| TIPS - New Osborne #4 | F1715 | 2017-12-19 00:05 | 123
| TIPS - New Osborne #4 | F1715 | 2017-12-20 00:05 | 130
| TIPS - New Osborne #4 | F1715 | 2017-12-20 12:05 | 147
| TIPS - New Osborne #4 | F1715 | 2017-12-20 22:05 | 130
| TIPS - New Osborne #4 | F1715 | 2017-12-21 12:05 | 147
| TIPS - New Osborne #4 | F1715 | 2017-12-21 22:05 | 130
| TIPS - New Osborne #4 | F1715 | 2017-12-22 10:05 | 147
| TIPS - New Osborne #4 | F1715 | 2017-12-22 16:05 | 130
| TIPS - New Osborne #4 | F1715 | 2017-12-22 20:05 | 123
| TIPS - New Osborne #4 | F1715 | 2017-12-23 02:05 | 130
| TIPS - New Osborne #4 | F1715 | 2017-12-23 10:05 | 147
| TIPS - New Osborne #4 | F1715 | 2017-12-23 12:05 | 130
| TIPS - New Osborne #4 | F1715 | 2017-12-23 22:05 | 123
| TIPS - New Osborne #4 | F1715 | 2017-12-24 02:05 | 130
| TIPS - New Osborne #4 | F1715 | 2017-12-24 12:05 | 147
| TIPS - New Osborne #4 | F1715 | 2017-12-24 20:05 | 130
| TIPS - New Osborne #4 | F1715 | 2017-12-25 12:05 | 147
| TIPS - New Osborne #4 | F1715 | 2017-12-26 06:05 | 130
| TIPS - New Osborne #4 | F1715 | 2017-12-26 08:05 | 147
| TIPS - New Osborne #4 | F1715 | 2017-12-26 14:05 | 130
| TIPS - New Osborne #4 | F1715 | 2017-12-26 22:05 | 123
| TIPS - New Osborne #4 | F1715 | 2017-12-27 10:05 | 130
| TIPS - New Osborne #4 | F1715 | 2017-12-27 20:05 | 123
| TIPS - New Osborne #4 | F1715 | 2017-12-29 00:05 | 130
| TIPS - New Osborne #4 | F1715 | 2017-12-29 10:05 | 147
| TIPS - New Osborne #4 | F1715 | 2017-12-29 22:05 | 130
| TIPS - New Osborne #4 | F1715 | 2017-12-30 12:05 | 147
| TIPS - New Osborne #4 | F1715 | 2017-12-30 22:05 | 130
| TIPS - New Osborne #4 | F1715 | 2017-12-31 12:05 | 147
| TIPS - New Osborne #4 | F1715 | 2017-12-31 22:05 | 130
| TIPS - New Osborne #4 | F1715 | 2018-01-01 12:05 | 147
| TIPS - New Osborne #4 | F1715 | 2018-01-01 22:05 | 130
| TIPS - New Osborne #4 | F1715 | 2018-01-02 12:05 | 147
| TIPS - New Osborne #4 | F1715 | 2018-01-02 22:05 | 130
| TIPS - New Osborne #4 | F1715 | 2018-01-03 12:05 | 147
| TIPS - New Osborne #4 | F1715 | 2018-01-03 22:05 | 130
| TIPS - New Osborne #4 | F1715 | 2018-01-04 10:05 | 147
| TIPS - New Osborne #4 | F1715 | 2018-01-04 16:05 | 130
| TIPS - New Osborne #4 | F1715 | 2018-01-04 18:05 | 123
| TIPS - New Osborne #4 | F1715 | 2018-01-05 04:05 | 130
| TIPS - New Osborne #4 | F1715 | 2018-01-05 10:05 | 147
| TIPS - New Osborne #4 | F1715 | 2018-01-05 12:05 | 130
| TIPS - New Osborne #4 | F1715 | 2018-01-06 00:05 | 123
| TIPS - New Osborne #4 | F1715 | 2018-01-06 06:05 | 130
| TIPS - New Osborne #4 | F1715 | 2018-01-06 22:05 | 123
| TIPS - New Osborne #4 | F1715 | 2018-01-07 02:05 | 130
| TIPS - New Osborne #4 | F1715 | 2018-01-07 10:05 | 147
| TIPS - New Osborne #4 | F1715 | 2018-01-07 16:05 | 130
| TIPS - New Osborne #4 | F1715 | 2018-01-07 18:05 | 123
| TIPS - New Osborne #4 | F1715 | 2018-01-08 02:05 | 130
| TIPS - New Osborne #4 | F1715 | 2018-01-08 10:05 | 147
| TIPS - New Osborne #4 | F1715 | 2018-01-08 22:05 | 130
| TIPS - New Osborne #4 | F1715 | 2018-01-09 10:05 | 147
| TIPS - New Osborne #4 | F1715 | 2018-01-09 22:05 | 130
| TIPS - New Osborne #4 | F1715 | 2018-01-10 12:05 | 147
| TIPS - New Osborne #4 | F1715 | 2018-01-11 04:05 | 130
| TIPS - New Osborne #4 | F1715 | 2018-01-11 08:05 | 147
| TIPS - New Osborne #4 | F1715 | 2018-01-11 12:05 | 130
| TIPS - New Osborne #4 | F1715 | 2018-01-11 22:05 | 123
| TIPS - New Osborne #4 | F1715 | 2018-01-12 22:05 | 130
| TIPS - New Osborne #4 | F1715 | 2018-01-13 14:05 | 147
| TIPS - New Osborne #4 | F1715 | 2018-01-13 20:05 | 130
| TIPS - New Osborne #4 | F1715 | 2018-01-14 14:05 | 147
| TIPS - New Osborne #4 | F1715 | 2018-01-14 20:05 | 130
| TIPS - New Osborne #4 | F1715 | 2018-01-15 10:05 | 147
| TIPS - New Osborne #4 | F1715 | 2018-01-15 22:05 | 130
| TIPS - New Osborne #4 | F1715 | 2018-01-16 02:05 | 147
| TIPS - New Osborne #4 | F1715 | 2018-01-16 06:05 | 130
| TIPS - New Osborne #4 | F1715 | 2018-01-16 10:05 | 147
| TIPS - New Osborne #4 | F1715 | 2018-01-17 10:05 | 130
| TIPS - New Osborne #4 | F1715 | 2018-01-18 00:05 | 123
| TIPS - New Osborne #4 | F1715 | 2018-01-18 10:05 | 130
| TIPS - New Osborne #4 | F1715 | 2018-01-19 00:05 | 123
| TIPS - New Osborne #4 | F1715 | 2018-01-19 02:05 | 130
| TIPS - New Osborne #4 | F1715 | 2018-01-19 04:05 | 123
| TIPS - New Osborne #4 | F1715 | 2018-01-19 10:05 | 130
| TIPS - New Osborne #4 | F1715 | 2018-01-20 04:05 | 123
| TIPS - New Osborne #4 | F1715 | 2018-01-20 10:05 | 130
| TIPS - New Osborne #4 | F1715 | 2018-01-21 02:05 | 123
| TIPS - New Osborne #4 | F1715 | 2018-01-21 10:05 | 130
| TIPS - New Osborne #4 | F1715 | 2018-01-22 00:05 | 123
| TIPS - New Osborne #4 | F1715 | 2018-01-22 12:05 | 130
| TIPS - New Osborne #4 | F1715 | 2018-01-22 18:05 | 123
| TIPS - New Osborne #4 | F1715 | 2018-01-22 22:05 | 130
| TIPS - New Osborne #4 | F1715 | 2018-01-23 10:05 | 147
| TIPS - New Osborne #4 | F1715 | 2018-01-24 00:05 | 130
| TIPS - New Osborne #4 | F1715 | 2018-01-24 10:05 | 147
| TIPS - New Osborne #4 | F1715 | 2018-01-24 14:05 | 130
| TIPS - New Osborne #4 | F1715 | 2018-01-24 20:05 | 123
| TIPS - New Osborne #4 | F1715 | 2018-01-25 02:05 | 130
| TIPS - New Osborne #4 | F1715 | 2018-01-25 12:40 | 147
| TIPS - New Osborne #4 | F1715 | 2018-01-25 22:05 | 123
| TIPS - New Osborne #4 | F1715 | 2018-01-26 16:05 | 130
| TIPS - New Osborne #4 | F1715 | 2018-01-26 22:05 | 123
| TIPS - New Osborne #4 | F1715 | 2018-01-27 10:05 | 130
| TIPS - New Osborne #4 | F1715 | 2018-01-28 22:05 | 123
| TIPS - New Osborne #4 | F1715 | 2018-01-29 18:05 | 130
| TIPS - New Osborne #4 | F1715 | 2018-02-01 14:05 | 147
| TIPS - New Osborne #4 | F1715 | 2018-02-01 20:05 | 130
| TIPS - New Osborne #4 | F1715 | 2018-02-02 12:05 | 147
| TIPS - New Osborne #4 | F1715 | 2018-02-03 04:05 | 130
| TIPS - New Osborne #4 | F1715 | 2018-02-03 06:05 | 147
| TIPS - New Osborne #4 | F1715 | 2018-02-03 14:05 | 130
| TIPS - New Osborne #4 | F1715 | 2018-02-03 18:05 | 123
| TIPS - New Osborne #4 | F1715 | 2018-02-04 12:05 | 130
| TIPS - New Osborne #4 | F1715 | 2018-02-04 22:05 | 123
| TIPS - New Osborne #4 | F1715 | 2018-02-05 12:05 | 130
| TIPS - New Osborne #4 | F1715 | 2018-02-05 22:05 | 123
| TIPS - New Osborne #4 | F1715 | 2018-02-06 12:05 | 130
| TIPS - New Osborne #4 | F1715 | 2018-02-06 22:05 | 123
| TIPS - New Osborne #4 | F1715 | 2018-02-07 12:30 | 130
| TIPS - New Osborne #4 | F1715 | 2018-02-08 00:05 | 123
| TIPS - New Osborne #4 | F1715 | 2018-02-08 12:05 | 130
| TIPS - New Osborne #4 | F1715 | 2018-02-08 22:05 | 123
| TIPS - New Osborne #4 | F1715 | 2018-02-09 12:05 | 130
| TIPS - New Osborne #4 | F1715 | 2018-02-10 00:05 | 123
| TIPS - New Osborne #4 | F1715 | 2018-02-10 12:05 | 130
| TIPS - New Osborne #4 | F1715 | 2018-02-10 14:05 | 123
| TIPS - New Osborne #4 | F1715 | 2018-02-11 00:05 | 130
| TIPS - New Osborne #4 | F1715 | 2018-02-11 12:05 | 147
| TIPS - New Osborne #4 | F1715 | 2018-02-11 22:05 | 130
| TIPS - New Osborne #4 | F1715 | 2018-02-12 12:05 | 147
| TIPS - New Osborne #4 | F1715 | 2018-02-12 22:05 | 130
| TIPS - New Osborne #4 | F1715 | 2018-02-13 12:05 | 147
| TIPS - New Osborne #4 | F1715 | 2018-02-14 08:05 | 130
| TIPS - New Osborne #4 | F1715 | 2018-02-14 10:05 | 147
| TIPS - New Osborne #4 | F1715 | 2018-02-14 22:05 | 130
| TIPS - New Osborne #4 | F1715 | 2018-02-15 12:10 | 147
| TIPS - New Osborne #4 | F1715 | 2018-02-15 20:05 | 130
| TIPS - New Osborne #4 | F1715 | 2018-02-16 12:05 | 147
| TIPS - New Osborne #4 | F1715 | 2018-02-16 22:05 | 130
| TIPS - New Osborne #4 | F1715 | 2018-02-17 12:05 | 147
| TIPS - New Osborne #4 | F1715 | 2018-02-18 00:05 | 130
| TIPS - New Osborne #4 | F1715 | 2018-02-18 10:05 | 147
| TIPS - New Osborne #4 | F1715 | 2018-02-18 22:05 | 130
| TIPS - New Osborne #4 | F1715 | 2018-02-19 12:05 | 147
| TIPS - New Osborne #4 | F1715 | 2018-02-20 14:05 | 130
| TIPS - New Osborne #4 | F1715 | 2018-02-20 20:05 | 123
| TIPS - New Osborne #4 | F1715 | 2018-02-21 12:55 | 130
| TIPS - New Osborne #4 | F1715 | 2018-02-21 14:05 | 123
| TIPS - New Osborne #4 | F1715 | 2018-02-23 10:05 | 130
| TIPS - New Osborne #4 | F1715 | 2018-02-23 12:05 | 123
| TIPS - New Osborne #4 | F1715 | 2018-02-23 14:05 | 130
| TIPS - New Osborne #4 | F1715 | 2018-02-23 20:05 | 123
| TIPS - New Osborne #4 | F1715 | 2018-02-24 22:05 | 130
| TIPS - New Osborne #4 | F1715 | 2018-02-25 16:05 | 147
| TIPS - New Osborne #4 | F1715 | 2018-02-25 20:05 | 130
| TIPS - New Osborne #4 | F1715 | 2018-02-26 12:05 | 147
| TIPS - New Osborne #4 | F1715 | 2018-02-27 02:05 | 130
| TIPS - New Osborne #4 | F1715 | 2018-02-27 10:05 | 147
| TIPS - New Osborne #4 | F1715 | 2018-02-27 14:05 | 130
| TIPS - New Osborne #4 | F1715 | 2018-02-27 22:05 | 123
| TIPS - New Osborne #4 | F1715 | 2018-02-28 06:05 | 130
| TIPS - New Osborne #4 | F1715 | 2018-02-28 12:05 | 147
| TIPS - New Osborne #4 | F1715 | 2018-02-28 22:05 | 130
| TIPS - New Osborne #4 | F1715 | 2018-03-01 12:05 | 147
| TIPS - New Osborne #4 | F1715 | 2018-03-02 16:05 | 130
| TIPS - New Osborne #4 | F1715 | 2018-03-02 20:05 | 123
| TIPS - New Osborne #4 | F1715 | 2018-03-03 02:05 | 130
| TIPS - New Osborne #4 | F1715 | 2018-03-03 10:05 | 147
| TIPS - New Osborne #4 | F1715 | 2018-03-03 22:05 | 130
| TIPS - New Osborne #4 | F1715 | 2018-03-04 12:05 | 147
| TIPS - New Osborne #4 | F1715 | 2018-03-04 20:05 | 130
| TIPS - New Osborne #4 | F1715 | 2018-03-05 16:05 | 147
| TIPS - New Osborne #4 | F1715 | 2018-03-05 20:05 | 130
| TIPS - New Osborne #4 | F1715 | 2018-03-06 14:05 | 147
| TIPS - New Osborne #4 | F1715 | 2018-03-06 22:05 | 130
| TIPS - New Osborne #4 | F1715 | 2018-03-07 06:05 | 147
| TIPS - New Osborne #4 | F1715 | 2018-03-07 14:05 | 130
| TIPS - New Osborne #4 | F1715 | 2018-03-07 20:05 | 123
| TIPS - New Osborne #4 | F1715 | 2018-03-08 14:05 | 130
| TIPS - New Osborne #4 | F1715 | 2018-03-08 20:05 | 123
| TIPS - New Osborne #4 | F1715 | 2018-03-09 12:05 | 130
| TIPS - New Osborne #4 | F1715 | 2018-03-09 22:05 | 123
| TIPS - New Osborne #4 | F1715 | 2018-03-10 12:05 | 130
| TIPS - New Osborne #4 | F1715 | 2018-03-10 22:05 | 123
| TIPS - New Osborne #4 | F1715 | 2018-03-11 06:05 | 130
| TIPS - New Osborne #4 | F1715 | 2018-03-11 08:05 | 147
| TIPS - New Osborne #4 | F1715 | 2018-03-11 14:05 | 130
| TIPS - New Osborne #4 | F1715 | 2018-03-11 18:05 | 123
| TIPS - New Osborne #4 | F1715 | 2018-03-11 22:05 | 130
| TIPS - New Osborne #4 | F1715 | 2018-03-12 14:05 | 147
| TIPS - New Osborne #4 | F1715 | 2018-03-12 20:05 | 130
| TIPS - New Osborne #4 | F1715 | 2018-03-13 14:05 | 147
| TIPS - New Osborne #4 | F1715 | 2018-03-13 20:05 | 130
| TIPS - New Osborne #4 | F1715 | 2018-03-14 12:05 | 147
| TIPS - New Osborne #4 | F1715 | 2018-03-14 20:05 | 130
| TIPS - New Osborne #4 | F1715 | 2018-03-15 14:05 | 147
| TIPS - New Osborne #4 | F1715 | 2018-03-15 20:05 | 130
| TIPS - New Osborne #4 | F1715 | 2018-03-16 12:05 | 147
| TIPS - New Osborne #4 | F1715 | 2018-03-16 16:05 | 130
| TIPS - New Osborne #4 | F1715 | 2018-03-17 06:05 | 147
| TIPS - New Osborne #4 | F1715 | 2018-03-18 02:05 | 130
| TIPS - New Osborne #4 | F1715 | 2018-03-18 16:05 | 147
| TIPS - New Osborne #4 | F1715 | 2018-03-18 18:05 | 130
| TIPS - New Osborne #4 | F1715 | 2018-03-19 13:20 | 147
| TIPS - New Osborne #4 | F1715 | 2018-03-19 20:05 | 130
| TIPS - New Osborne #4 | F1715 | 2018-03-21 14:05 | 147
| TIPS - New Osborne #4 | F1715 | 2018-03-21 20:05 | 130
| TIPS - New Osborne #4 | F1715 | 2018-03-22 10:20 | 147
| TIPS - New Osborne #4 | F1715 | 2018-03-22 10:45 | 130
| TIPS - New Osborne #4 | F1715 | 2018-03-22 11:30 | 147
| TIPS - New Osborne #4 | F1715 | 2018-03-23 06:05 | 130
| TIPS - New Osborne #4 | F1715 | 2018-03-23 10:05 | 147
| TIPS - New Osborne #4 | F1715 | 2018-03-23 14:05 | 130
| TIPS - New Osborne #4 | F1715 | 2018-03-23 20:05 | 123
| TIPS - New Osborne #4 | F1715 | 2018-03-24 14:05 | 130
| TIPS - New Osborne #4 | F1715 | 2018-03-24 18:05 | 123
| TIPS - New Osborne #4 | F1715 | 2018-03-25 00:05 | 130
| TIPS - New Osborne #4 | F1715 | 2018-03-25 16:05 | 147
| TIPS - New Osborne #4 | F1715 | 2018-03-25 18:05 | 130
| TIPS - New Osborne #4 | F1715 | 2018-03-27 12:05 | 147
| TIPS - New Osborne #4 | F1715 | 2018-03-28 04:05 | 130
| TIPS - New Osborne #4 | F1715 | 2018-03-28 12:05 | 147
| TIPS - New Osborne #4 | F1715 | 2018-03-28 20:05 | 130
| TIPS - New Osborne #4 | F1715 | 2018-03-29 14:05 | 147
| TIPS - New Osborne #4 | F1715 | 2018-03-29 20:05 | 130
| TIPS - New Osborne #4 | F1715 | 2018-03-30 14:05 | 147
| TIPS - New Osborne #4 | F1715 | 2018-03-30 20:05 | 130
| TIPS - New Osborne #4 | F1715 | 2018-03-31 12:05 | 147
| TIPS - New Osborne #4 | F1715 | 2018-03-31 22:05 | 130
| TIPS - New Osborne #4 | F1715 | 2018-04-01 12:05 | 147
| TIPS - New Osborne #4 | F1715 | 2018-04-02 00:05 | 130
| TIPS - New Osborne #4 | F1715 | 2018-04-02 14:05 | 147
| TIPS - New Osborne #4 | F1715 | 2018-04-02 20:05 | 130
| TIPS - New Osborne #4 | F1715 | 2018-04-03 14:05 | 147
| TIPS - New Osborne #4 | F1715 | 2018-04-03 20:05 | 130
| TIPS - New Osborne #4 | F1715 | 2018-04-04 12:05 | 147
| TIPS - New Osborne #4 | F1715 | 2018-04-04 22:05 | 130
| TIPS - New Osborne #4 | F1715 | 2018-04-05 12:05 | 147
| TIPS - New Osborne #4 | F1715 | 2018-04-05 20:05 | 130
| TIPS - New Osborne #4 | F1715 | 2018-04-06 14:05 | 147
| TIPS - New Osborne #4 | F1715 | 2018-04-06 22:05 | 130
| TIPS - New Osborne #4 | F1715 | 2018-04-07 12:05 | 147
| TIPS - New Osborne #4 | F1715 | 2018-04-08 00:05 | 130
| TIPS - New Osborne #4 | F1715 | 2018-04-08 10:05 | 147
| TIPS - New Osborne #4 | F1715 | 2018-04-08 14:05 | 130
| TIPS - New Osborne #4 | F1715 | 2018-04-08 20:05 | 123
| TIPS - New Osborne #4 | F1715 | 2018-04-09 12:05 | 130
| TIPS - New Osborne #4 | F1715 | 2018-04-09 22:05 | 123
| TIPS - New Osborne #4 | F1715 | 2018-04-10 12:05 | 130
| TIPS - New Osborne #4 | F1715 | 2018-04-10 20:05 | 123
| TIPS - New Osborne #4 | F1715 | 2018-04-11 04:05 | 130
| TIPS - New Osborne #4 | F1715 | 2018-04-11 06:05 | 147
| TIPS - New Osborne #4 | F1715 | 2018-04-11 12:05 | 130
| TIPS - New Osborne #4 | F1715 | 2018-04-12 00:05 | 123
| TIPS - New Osborne #4 | F1715 | 2018-04-12 04:05 | 130
| TIPS - New Osborne #4 | F1715 | 2018-04-12 16:05 | 147
| TIPS - New Osborne #4 | F1715 | 2018-04-12 20:05 | 130
| TIPS - New Osborne #4 | F1715 | 2018-04-17 16:05 | 147
| TIPS - New Osborne #4 | F1715 | 2018-04-17 18:05 | 130
| TIPS - New Osborne #4 | F1715 | 2018-04-18 12:05 | 147
| TIPS - New Osborne #4 | F1715 | 2018-04-19 08:00 | 130
| TIPS - New Osborne #4 | F1715 | 2018-04-19 14:25 | 147
| TIPS - New Osborne #4 | F1715 | 2018-04-20 08:05 | 130
| TIPS - New Osborne #4 | F1715 | 2018-04-20 10:05 | 147
| TIPS - New Osborne #4 | F1715 | 2018-04-21 04:05 | 130
| TIPS - New Osborne #4 | F1715 | 2018-04-21 06:05 | 147
| TIPS - New Osborne #4 | F1715 | 2018-04-21 08:05 | 130
| TIPS - New Osborne #4 | F1715 | 2018-04-21 10:05 | 147
| TIPS - New Osborne #4 | F1715 | 2018-04-21 16:05 | 130
| TIPS - New Osborne #4 | F1715 | 2018-04-21 18:05 | 123
| TIPS - New Osborne #4 | F1715 | 2018-04-22 02:05 | 130
| TIPS - New Osborne #4 | F1715 | 2018-04-22 12:05 | 147
| TIPS - New Osborne #4 | F1715 | 2018-04-22 16:05 | 130
| TIPS - New Osborne #4 | F1715 | 2018-04-22 18:05 | 123
| TIPS - New Osborne #4 | F1715 | 2018-04-24 02:05 | 130
| TIPS - New Osborne #4 | F1715 | 2018-04-24 04:05 | 147
| TIPS - New Osborne #4 | F1715 | 2018-04-24 12:05 | 130
| TIPS - New Osborne #4 | F1715 | 2018-04-24 14:05 | 147
| TIPS - New Osborne #4 | F1715 | 2018-04-24 20:05 | 130
| TIPS - New Osborne #4 | F1715 | 2018-04-25 14:05 | 147
| TIPS - New Osborne #4 | F1715 | 2018-04-25 20:05 | 130
| TIPS - New Osborne #4 | F1715 | 2018-04-26 14:05 | 147
| TIPS - New Osborne #4 | F1715 | 2018-04-26 18:05 | 130
| TIPS - New Osborne #4 | F1715 | 2018-04-27 14:05 | 147
| TIPS - New Osborne #4 | F1715 | 2018-04-27 20:05 | 130
| TIPS - New Osborne #4 | F1715 | 2018-04-28 12:05 | 147
| TIPS - New Osborne #4 | F1715 | 2018-04-28 18:05 | 130
| TIPS - New Osborne #4 | F1715 | 2018-04-29 14:05 | 147
| TIPS - New Osborne #4 | F1715 | 2018-04-29 18:05 | 130
| TIPS - New Osborne #4 | F1715 | 2018-04-30 14:05 | 147
| TIPS - New Osborne #4 | F1715 | 2018-04-30 20:05 | 130
| TIPS - New Osborne #4 | F1715 | 2018-05-01 14:05 | 147
| TIPS - New Osborne #4 | F1715 | 2018-05-01 20:05 | 130
| TIPS - New Osborne #4 | F1715 | 2018-05-02 12:05 | 147
| TIPS - New Osborne #4 | F1715 | 2018-05-03 02:05 | 130
| TIPS - New Osborne #4 | F1715 | 2018-05-26 15:05 | 147
| TIPS - New Osborne #4 | F1715 | 2018-05-26 19:05 | 130
| TIPS - New Osborne #4 | F1715 | 2018-07-27 15:05 | 147
| TIPS - New Osborne #4 | F1715 | 2018-07-27 17:05 | 130
| TIPS - New Osborne #4 | F1715 | 2018-08-02 15:05 | 147
| TIPS - New Osborne #4 | F1715 | 2018-08-02 17:05 | 130
| TIPS - New Osborne #4 | F1715 | 2018-08-29 15:05 | 147
| TIPS - New Osborne #4 | F1715 | 2018-08-30 01:05 | 130
| TIPS - New Osborne #4 | F1715 | 2018-08-30 03:05 | 147
| TIPS - New Osborne #4 | F1715 | 2018-08-30 05:05 | 130
| TIPS - New Osborne #4 | F1715 | 2018-09-10 15:05 | 147
| TIPS - New Osborne #4 | F1715 | 2018-09-10 21:05 | 130
| TIPS - New Osborne #4 | F1715 | 2018-09-11 11:05 | 147
| TIPS - New Osborne #4 | F1715 | 2018-09-11 17:05 | 130
| TIPS - New Osborne #4 | F1715 | 2018-09-14 13:05 | 147
| TIPS - New Osborne #4 | F1715 | 2018-09-14 21:05 | 130
| TIPS - New Osborne #4 | F1715 | 2018-09-22 13:05 | 147
| TIPS - New Osborne #4 | F1715 | 2018-09-22 19:05 | 130
| TIPS - New Osborne #4 | F1715 | 2018-09-26 15:05 | 147
| TIPS - New Osborne #4 | F1715 | 2018-09-26 21:05 | 130
| TIPS - New Osborne #4 | F1715 | 2018-09-30 17:05 | 147
| TIPS - New Osborne #4 | F1715 | 2018-09-30 21:05 | 130
| TIPS - New Osborne #4 | F1715 | 2018-10-01 11:05 | 147
| TIPS - New Osborne #4 | F1715 | 2018-10-02 03:05 | 130
| TIPS - New Osborne #4 | F1715 | 2018-10-02 11:05 | 147
| TIPS - New Osborne #4 | F1715 | 2018-10-02 23:05 | 130
| TIPS - New Osborne #4 | F1715 | 2018-10-06 15:05 | 147
| TIPS - New Osborne #4 | F1715 | 2018-10-06 21:05 | 130
| TIPS - New Osborne #4 | F1715 | 2018-10-07 12:05 | 147
| TIPS - New Osborne #4 | F1715 | 2018-10-08 18:05 | 130
| TIPS - New Osborne #4 | F1715 | 2018-10-11 16:05 | 147
| TIPS - New Osborne #4 | F1715 | 2018-10-11 20:05 | 130
| TIPS - New Osborne #4 | F1715 | 2018-10-12 12:05 | 147
| TIPS - New Osborne #4 | F1715 | 2018-10-12 22:05 | 130
| TIPS - New Osborne #4 | F1715 | 2018-10-13 10:05 | 147
| TIPS - New Osborne #4 | F1715 | 2018-10-14 20:05 | 130
| TIPS - New Osborne #4 | F1715 | 2018-10-15 00:05 | 147
| TIPS - New Osborne #4 | F1715 | 2018-10-15 20:05 | 130
| TIPS - New Osborne #4 | F1715 | 2018-10-19 08:05 | 147
| TIPS - New Osborne #4 | F1715 | 2018-10-19 18:05 | 130
| TIPS - New Osborne #4 | F1715 | 2018-10-21 16:05 | 147
| TIPS - New Osborne #4 | F1715 | 2018-10-21 22:05 | 130
| TIPS - New Osborne #4 | F1715 | 2018-10-22 10:05 | 147
| TIPS - New Osborne #4 | F1715 | 2018-10-22 20:05 | 130
| TIPS - New Osborne #4 | F1715 | 2018-10-24 18:05 | 147
| TIPS - New Osborne #4 | F1715 | 2018-10-24 20:05 | 130
| TIPS - New Osborne #4 | F1715 | 2018-10-25 10:40 | 147
| TIPS - New Osborne #4 | F1715 | 2018-10-25 20:05 | 130
| TIPS - New Osborne #4 | F1715 | 2018-10-26 14:05 | 147
| TIPS - New Osborne #4 | F1715 | 2018-10-26 20:05 | 130
| TIPS - New Osborne #4 | F1715 | 2018-10-27 12:05 | 147
| TIPS - New Osborne #4 | F1715 | 2018-10-27 20:05 | 130
| TIPS - New Osborne #4 | F1715 | 2018-10-28 14:05 | 147
| TIPS - New Osborne #4 | F1715 | 2018-10-28 20:05 | 130
| TIPS - New Osborne #4 | F1715 | 2018-10-29 14:05 | 147
| TIPS - New Osborne #4 | F1715 | 2018-10-29 20:05 | 130
| TIPS - New Osborne #4 | F1715 | 2018-10-30 10:05 | 147
| TIPS - New Osborne #4 | F1715 | 2018-10-30 22:05 | 130
| TIPS - New Osborne #4 | F1715 | 2018-10-31 10:05 | 147
| TIPS - New Osborne #4 | F1715 | 2018-10-31 14:05 | 130
| TIPS - New Osborne #4 | F1715 | 2018-10-31 22:05 | 123
| TIPS - New Osborne #4 | F1715 | 2018-11-01 12:05 | 130
| TIPS - New Osborne #4 | F1715 | 2018-11-01 22:05 | 123
| TIPS - New Osborne #4 | F1715 | 2018-11-02 20:05 | 130
| TIPS - New Osborne #4 | F1715 | 2018-11-03 14:05 | 147
| TIPS - New Osborne #4 | F1715 | 2018-11-03 18:05 | 130
| TIPS - New Osborne #4 | F1715 | 2018-11-04 10:05 | 147
| TIPS - New Osborne #4 | F1715 | 2018-11-04 22:05 | 130
| TIPS - New Osborne #4 | F1715 | 2018-11-05 12:05 | 147
| TIPS - New Osborne #4 | F1715 | 2018-11-06 00:05 | 130
| TIPS - New Osborne #4 | F1715 | 2018-11-09 14:05 | 147
| TIPS - New Osborne #4 | F1715 | 2018-11-09 22:05 | 130
| TIPS - New Osborne #4 | F1715 | 2018-11-10 12:05 | 147
| TIPS - New Osborne #4 | F1715 | 2018-11-10 22:05 | 130
| TIPS - New Osborne #4 | F1715 | 2018-11-11 10:05 | 147
| TIPS - New Osborne #4 | F1715 | 2018-11-11 16:05 | 130
| TIPS - New Osborne #4 | F1715 | 2018-11-11 20:05 | 123
| TIPS - New Osborne #4 | F1715 | 2018-11-12 12:05 | 130
| TIPS - New Osborne #4 | F1715 | 2018-11-12 18:05 | 123
| TIPS - New Osborne #4 | F1715 | 2018-11-13 20:05 | 130
| TIPS - New Osborne #4 | F1715 | 2018-11-14 16:05 | 147
| TIPS - New Osborne #4 | F1715 | 2018-11-14 20:05 | 130
| TIPS - New Osborne #4 | F1715 | 2018-11-15 14:05 | 147
| TIPS - New Osborne #4 | F1715 | 2018-11-15 20:05 | 130
| TIPS - New Osborne #4 | F1715 | 2018-11-16 12:05 | 147
| TIPS - New Osborne #4 | F1715 | 2018-11-16 20:05 | 130
| TIPS - New Osborne #4 | F1715 | 2018-11-17 14:05 | 147
| TIPS - New Osborne #4 | F1715 | 2018-11-17 20:05 | 130
| TIPS - New Osborne #4 | F1715 | 2018-11-18 10:05 | 147
| TIPS - New Osborne #4 | F1715 | 2018-11-19 12:05 | 130
| TIPS - New Osborne #4 | F1715 | 2018-11-19 20:05 | 123
| TIPS - New Osborne #4 | F1715 | 2018-11-20 02:05 | 130
| TIPS - New Osborne #4 | F1715 | 2018-11-25 12:05 | 147
| TIPS - New Osborne #4 | F1715 | 2018-11-25 20:05 | 130
| TIPS - New Osborne #4 | F1715 | 2018-11-26 14:05 | 147
| TIPS - New Osborne #4 | F1715 | 2018-11-26 20:05 | 130
| TIPS - New Osborne #4 | F1715 | 2018-11-29 14:05 | 147
| TIPS - New Osborne #4 | F1715 | 2018-11-29 22:05 | 130
| TIPS - New Osborne #4 | F1715 | 2018-11-30 12:05 | 147
| TIPS - New Osborne #4 | F1715 | 2018-12-01 00:05 | 130
| TIPS - New Osborne #4 | F1715 | 2018-12-01 04:05 | 147
| TIPS - New Osborne #4 | F1715 | 2018-12-01 12:05 | 130
| TIPS - New Osborne #4 | F1715 | 2018-12-01 14:05 | 123
| TIPS - New Osborne #4 | F1715 | 2018-12-01 20:05 | 130
| TIPS - New Osborne #4 | F1715 | 2018-12-03 12:05 | 147
| TIPS - New Osborne #4 | F1715 | 2018-12-03 22:05 | 130
| TIPS - New Osborne #4 | F1715 | 2018-12-04 14:05 | 147
| TIPS - New Osborne #4 | F1715 | 2018-12-05 14:05 | 130
| TIPS - New Osborne #4 | F1715 | 2018-12-05 22:05 | 123
| TIPS - New Osborne #4 | F1715 | 2018-12-06 10:05 | 130
| TIPS - New Osborne #4 | F1715 | 2018-12-06 22:05 | 123
| TIPS - New Osborne #4 | F1715 | 2018-12-07 08:05 | 130
| TIPS - New Osborne #4 | F1715 | 2018-12-07 22:05 | 123
| TIPS - New Osborne #4 | F1715 | 2018-12-08 20:05 | 130
| TIPS - New Osborne #4 | F1715 | 2018-12-09 10:05 | 147
| TIPS - New Osborne #4 | F1715 | 2018-12-09 14:05 | 130
| TIPS - New Osborne #4 | F1715 | 2018-12-09 18:05 | 123
| TIPS - New Osborne #4 | F1715 | 2018-12-10 00:05 | 130
| TIPS - New Osborne #4 | F1715 | 2018-12-10 10:05 | 147
| TIPS - New Osborne #4 | F1715 | 2018-12-10 22:05 | 130
| TIPS - New Osborne #4 | F1715 | 2018-12-11 08:05 | 147
| TIPS - New Osborne #4 | F1715 | 2018-12-11 14:05 | 130
| TIPS - New Osborne #4 | F1715 | 2018-12-11 20:05 | 123
| TIPS - New Osborne #4 | F1715 | 2018-12-12 12:05 | 130
| TIPS - New Osborne #4 | F1715 | 2018-12-12 18:05 | 123
| TIPS - New Osborne #4 | F1715 | 2018-12-13 00:05 | 130
| TIPS - New Osborne #4 | F1715 | 2018-12-14 13:10 | 147
| TIPS - New Osborne #4 | F1715 | 2018-12-14 18:05 | 130
| TIPS - New Osborne #4 | F1715 | 2018-12-15 10:05 | 147
| TIPS - New Osborne #4 | F1715 | 2018-12-15 22:05 | 130
| TIPS - New Osborne #4 | F1715 | 2018-12-16 14:05 | 147
| TIPS - New Osborne #4 | F1715 | 2018-12-16 22:05 | 130
| TIPS - New Osborne #4 | F1715 | 2018-12-17 12:05 | 147
| TIPS - New Osborne #4 | F1715 | 2018-12-19 16:05 | 130
| TIPS - New Osborne #4 | F1715 | 2018-12-19 20:05 | 123
| TIPS - New Osborne #4 | F1715 | 2018-12-20 06:05 | 130
| TIPS - New Osborne #4 | F1715 | 2018-12-20 10:05 | 147
| TIPS - New Osborne #4 | F1715 | 2018-12-20 20:05 | 130
| TIPS - New Osborne #4 | F1715 | 2018-12-21 14:05 | 147
| TIPS - New Osborne #4 | F1715 | 2018-12-21 20:05 | 130
| TIPS - New Osborne #4 | F1715 | 2018-12-22 12:05 | 147
| TIPS - New Osborne #4 | F1715 | 2018-12-22 20:05 | 130
| TIPS - New Osborne #4 | F1715 | 2018-12-23 10:05 | 147
| TIPS - New Osborne #4 | F1715 | 2018-12-24 02:05 | 130
| TIPS - New Osborne #4 | F1715 | 2018-12-24 10:05 | 147
| TIPS - New Osborne #4 | F1715 | 2018-12-24 12:05 | 130
| TIPS - New Osborne #4 | F1715 | 2018-12-24 22:05 | 123
| TIPS - New Osborne #4 | F1715 | 2018-12-25 06:05 | 130
| TIPS - New Osborne #4 | F1715 | 2018-12-25 08:05 | 147
| TIPS - New Osborne #4 | F1715 | 2018-12-25 12:05 | 130
| TIPS - New Osborne #4 | F1715 | 2018-12-25 22:05 | 123
| TIPS - New Osborne #4 | F1715 | 2018-12-26 10:05 | 130
| TIPS - New Osborne #4 | F1715 | 2018-12-26 22:05 | 123
| TIPS - New Osborne #4 | F1715 | 2018-12-27 10:05 | 130
| TIPS - New Osborne #4 | F1715 | 2018-12-27 22:05 | 123
| TIPS - New Osborne #4 | F1715 | 2018-12-28 10:05 | 130
| TIPS - New Osborne #4 | F1715 | 2018-12-28 20:05 | 123
| TIPS - New Osborne #4 | F1715 | 2018-12-30 04:05 | 130
| TIPS - New Osborne #4 | F1715 | 2018-12-30 10:05 | 147
| TIPS - New Osborne #4 | F1715 | 2018-12-31 00:05 | 130
| TIPS - New Osborne #4 | F1715 | 2018-12-31 10:05 | 147
| TIPS - New Osborne #4 | F1715 | 2019-01-01 | 130
| TIPS - New Osborne #4 | F1715 | 2019-01-01 10:05 | 147
| TIPS - New Osborne #4 | F1715 | 2019-01-01 16:05 | 130
| TIPS - New Osborne #4 | F1715 | 2019-01-01 18:05 | 123
| TIPS - New Osborne #4 | F1715 | 2019-01-02 04:05 | 130
| TIPS - New Osborne #4 | F1715 | 2019-01-02 10:05 | 147
| TIPS - New Osborne #4 | F1715 | 2019-01-02 14:05 | 130
| TIPS - New Osborne #4 | F1715 | 2019-01-02 20:05 | 123
| TIPS - New Osborne #4 | F1715 | 2019-01-03 10:05 | 130
| TIPS - New Osborne #4 | F1715 | 2019-01-04 08:05 | 123
| TIPS - New Osborne #4 | F1715 | 2019-01-04 22:05 | 130
| TIPS - New Osborne #4 | F1715 | 2019-01-05 10:05 | 147
| TIPS - New Osborne #4 | F1715 | 2019-01-05 22:05 | 130
| TIPS - New Osborne #4 | F1715 | 2019-01-06 10:05 | 147
| TIPS - New Osborne #4 | F1715 | 2019-01-06 22:05 | 130
| TIPS - New Osborne #4 | F1715 | 2019-01-07 12:05 | 147
| TIPS - New Osborne #4 | F1715 | 2019-01-08 00:05 | 130
| TIPS - New Osborne #4 | F1715 | 2019-01-08 10:05 | 147
| TIPS - New Osborne #4 | F1715 | 2019-01-08 22:05 | 130
| TIPS - New Osborne #4 | F1715 | 2019-01-09 12:05 | 147
| TIPS - New Osborne #4 | F1715 | 2019-01-09 20:05 | 130
| TIPS - New Osborne #4 | F1715 | 2019-01-10 12:05 | 147
| TIPS - New Osborne #4 | F1715 | 2019-01-11 12:05 | 130
| TIPS - New Osborne #4 | F1715 | 2019-01-12 02:05 | 123
| TIPS - New Osborne #4 | F1715 | 2019-01-12 14:05 | 130
| TIPS - New Osborne #4 | F1715 | 2019-01-12 16:05 | 123
| TIPS - New Osborne #4 | F1715 | 2019-01-13 02:05 | 130
| TIPS - New Osborne #4 | F1715 | 2019-01-13 10:05 | 147
| TIPS - New Osborne #4 | F1715 | 2019-01-13 14:05 | 130
| TIPS - New Osborne #4 | F1715 | 2019-01-13 20:05 | 123
| TIPS - New Osborne #4 | F1715 | 2019-01-14 06:05 | 130
| TIPS - New Osborne #4 | F1715 | 2019-01-14 08:05 | 147
| TIPS - New Osborne #4 | F1715 | 2019-01-14 09:50 | 130
| TIPS - New Osborne #4 | F1715 | 2019-01-15 00:05 | 123
| TIPS - New Osborne #4 | F1715 | 2019-01-15 10:05 | 130
| TIPS - New Osborne #4 | F1715 | 2019-01-16 00:05 | 123
| TIPS - New Osborne #4 | F1715 | 2019-01-16 12:05 | 130
| TIPS - New Osborne #4 | F1715 | 2019-01-17 00:05 | 123
| TIPS - New Osborne #4 | F1715 | 2019-01-17 10:05 | 130
| TIPS - New Osborne #4 | F1715 | 2019-01-18 02:05 | 123
| TIPS - New Osborne #4 | F1715 | 2019-01-19 00:05 | 130
| TIPS - New Osborne #4 | F1715 | 2019-01-19 10:05 | 147
| TIPS - New Osborne #4 | F1715 | 2019-01-19 22:05 | 130
| TIPS - New Osborne #4 | F1715 | 2019-01-20 10:05 | 147
| TIPS - New Osborne #4 | F1715 | 2019-01-20 14:05 | 130
| TIPS - New Osborne #4 | F1715 | 2019-01-20 20:05 | 123
| TIPS - New Osborne #4 | F1715 | 2019-01-21 12:05 | 130
| TIPS - New Osborne #4 | F1715 | 2019-01-21 22:05 | 123
| TIPS - New Osborne #4 | F1715 | 2019-01-22 12:05 | 130
| TIPS - New Osborne #4 | F1715 | 2019-01-23 00:05 | 123
| TIPS - New Osborne #4 | F1715 | 2019-01-23 10:05 | 130
| TIPS - New Osborne #4 | F1715 | 2019-01-25 04:05 | 123
| TIPS - New Osborne #4 | F1715 | 2019-01-26 04:05 | 130
| TIPS - New Osborne #4 | F1715 | 2019-01-26 10:05 | 147
| TIPS - New Osborne #4 | F1715 | 2019-01-27 02:05 | 130
| TIPS - New Osborne #4 | F1715 | 2019-01-27 10:05 | 147
| TIPS - New Osborne #4 | F1715 | 2019-01-28 00:05 | 130
| TIPS - New Osborne #4 | F1715 | 2019-01-28 10:05 | 147
| TIPS - New Osborne #4 | F1715 | 2019-01-29 00:05 | 130
| TIPS - New Osborne #4 | F1715 | 2019-01-29 10:05 | 147
| TIPS - New Osborne #4 | F1715 | 2019-01-29 14:05 | 130
| TIPS - New Osborne #4 | F1715 | 2019-01-29 20:05 | 123
| TIPS - New Osborne #4 | F1715 | 2019-01-30 04:05 | 130
| TIPS - New Osborne #4 | F1715 | 2019-01-30 08:05 | 147
| TIPS - New Osborne #4 | F1715 | 2019-01-30 12:05 | 130
| TIPS - New Osborne #4 | F1715 | 2019-01-30 20:05 | 123
| TIPS - New Osborne #4 | F1715 | 2019-01-31 02:05 | 130
| TIPS - New Osborne #4 | F1715 | 2019-01-31 12:20 | 147
| TIPS - New Osborne #4 | F1715 | 2019-01-31 20:05 | 130
| TIPS - New Osborne #4 | F1715 | 2019-02-01 12:05 | 147
| TIPS - New Osborne #4 | F1715 | 2019-02-02 06:05 | 130
| TIPS - New Osborne #4 | F1715 | 2019-02-02 10:05 | 147
| TIPS - New Osborne #4 | F1715 | 2019-02-02 12:05 | 130
| TIPS - New Osborne #4 | F1715 | 2019-02-03 00:05 | 123
| TIPS - New Osborne #4 | F1715 | 2019-02-03 10:05 | 130
| TIPS - New Osborne #4 | F1715 | 2019-02-03 20:05 | 123
| TIPS - New Osborne #4 | F1715 | 2019-02-04 04:05 | 130
| TIPS - New Osborne #4 | F1715 | 2019-02-04 10:05 | 147
| TIPS - New Osborne #4 | F1715 | 2019-02-04 22:05 | 130
| TIPS - New Osborne #4 | F1715 | 2019-02-05 12:05 | 147
| TIPS - New Osborne #4 | F1715 | 2019-02-05 16:05 | 130
| TIPS - New Osborne #4 | F1715 | 2019-02-05 18:05 | 123
| TIPS - New Osborne #4 | F1715 | 2019-02-06 16:05 | 130
| TIPS - New Osborne #4 | F1715 | 2019-02-06 20:05 | 123
| TIPS - New Osborne #4 | F1715 | 2019-02-07 06:05 | 130
| TIPS - New Osborne #4 | F1715 | 2019-02-07 08:05 | 147
| TIPS - New Osborne #4 | F1715 | 2019-02-07 14:05 | 130
| TIPS - New Osborne #4 | F1715 | 2019-02-07 18:05 | 123
| TIPS - New Osborne #4 | F1715 | 2019-02-08 00:05 | 130
| TIPS - New Osborne #4 | F1715 | 2019-02-08 12:05 | 147
| TIPS - New Osborne #4 | F1715 | 2019-02-08 22:05 | 130
| TIPS - New Osborne #4 | F1715 | 2019-02-09 12:05 | 147
| TIPS - New Osborne #4 | F1715 | 2019-02-09 20:05 | 130
| TIPS - New Osborne #4 | F1715 | 2019-02-10 14:05 | 147
| TIPS - New Osborne #4 | F1715 | 2019-02-10 22:05 | 130
| TIPS - New Osborne #4 | F1715 | 2019-02-11 00:05 | 147
| TIPS - New Osborne #4 | F1715 | 2019-02-11 02:05 | 130
| TIPS - New Osborne #4 | F1715 | 2019-02-11 12:05 | 147
| TIPS - New Osborne #4 | F1715 | 2019-02-12 02:05 | 130
| TIPS - New Osborne #4 | F1715 | 2019-02-13 14:05 | 147
| TIPS - New Osborne #4 | F1715 | 2019-02-13 20:05 | 130
| TIPS - New Osborne #4 | F1715 | 2019-02-14 14:05 | 147
| TIPS - New Osborne #4 | F1715 | 2019-02-14 22:05 | 130
| TIPS - New Osborne #4 | F1715 | 2019-02-15 10:05 | 147
| TIPS - New Osborne #4 | F1715 | 2019-02-16 00:05 | 130
| TIPS - New Osborne #4 | F1715 | 2019-02-16 10:05 | 147
| TIPS - New Osborne #4 | F1715 | 2019-02-17 02:05 | 130
| TIPS - New Osborne #4 | F1715 | 2019-02-17 10:05 | 147
| TIPS - New Osborne #4 | F1715 | 2019-02-17 14:05 | 130
| TIPS - New Osborne #4 | F1715 | 2019-02-17 22:05 | 123
| TIPS - New Osborne #4 | F1715 | 2019-02-18 08:05 | 130
| TIPS - New Osborne #4 | F1715 | 2019-02-18 12:05 | 147
| TIPS - New Osborne #4 | F1715 | 2019-02-18 22:05 | 130
| TIPS - New Osborne #4 | F1715 | 2019-02-19 12:05 | 147
| TIPS - New Osborne #4 | F1715 | 2019-02-19 22:05 | 130
| TIPS - New Osborne #4 | F1715 | 2019-02-20 12:05 | 147
| TIPS - New Osborne #4 | F1715 | 2019-02-20 22:05 | 130
| TIPS - New Osborne #4 | F1715 | 2019-02-21 12:05 | 147
| TIPS - New Osborne #4 | F1715 | 2019-02-21 22:05 | 130
| TIPS - New Osborne #4 | F1715 | 2019-02-22 10:05 | 147
| TIPS - New Osborne #4 | F1715 | 2019-02-23 14:05 | 130
| TIPS - New Osborne #4 | F1715 | 2019-02-23 20:05 | 123
| TIPS - New Osborne #4 | F1715 | 2019-02-24 12:05 | 130
| TIPS - New Osborne #4 | F1715 | 2019-02-24 22:05 | 123
| TIPS - New Osborne #4 | F1715 | 2019-02-25 12:05 | 130
| TIPS - New Osborne #4 | F1715 | 2019-02-26 00:05 | 123
| TIPS - New Osborne #4 | F1715 | 2019-02-26 12:05 | 130
| TIPS - New Osborne #4 | F1715 | 2019-02-26 22:05 | 123
| TIPS - New Osborne #4 | F1715 | 2019-02-27 12:05 | 130
| TIPS - New Osborne #4 | F1715 | 2019-02-28 00:05 | 123
| TIPS - New Osborne #4 | F1715 | 2019-02-28 10:25 | 130
| TIPS - New Osborne #4 | F1715 | 2019-02-28 22:05 | 123
| TIPS - New Osborne #4 | F1715 | 2019-03-01 10:05 | 130
| TIPS - New Osborne #4 | F1715 | 2019-03-02 06:05 | 123
| TIPS - New Osborne #4 | F1715 | 2019-03-02 10:05 | 130
| TIPS - New Osborne #4 | F1715 | 2019-03-03 02:05 | 123
| TIPS - New Osborne #4 | F1715 | 2019-03-03 16:05 | 130
| TIPS - New Osborne #4 | F1715 | 2019-03-03 20:05 | 123
| TIPS - New Osborne #4 | F1715 | 2019-03-04 04:05 | 130
| TIPS - New Osborne #4 | F1715 | 2019-03-04 10:05 | 147
| TIPS - New Osborne #4 | F1715 | 2019-03-04 14:05 | 130
| TIPS - New Osborne #4 | F1715 | 2019-03-04 18:05 | 123
| TIPS - New Osborne #4 | F1715 | 2019-03-05 02:05 | 130
| TIPS - New Osborne #4 | F1715 | 2019-03-05 10:05 | 147
| TIPS - New Osborne #4 | F1715 | 2019-03-05 22:05 | 130
| TIPS - New Osborne #4 | F1715 | 2019-03-07 16:05 | 147
| TIPS - New Osborne #4 | F1715 | 2019-03-07 22:05 | 130
| TIPS - New Osborne #4 | F1715 | 2019-03-08 12:05 | 147
| TIPS - New Osborne #4 | F1715 | 2019-03-09 00:05 | 130
| TIPS - New Osborne #4 | F1715 | 2019-03-09 10:05 | 147
| TIPS - New Osborne #4 | F1715 | 2019-03-10 00:05 | 130
| TIPS - New Osborne #4 | F1715 | 2019-03-10 12:05 | 147
| TIPS - New Osborne #4 | F1715 | 2019-03-11 06:05 | 130
| TIPS - New Osborne #4 | F1715 | 2019-03-11 10:05 | 147
| TIPS - New Osborne #4 | F1715 | 2019-03-11 22:05 | 130
| TIPS - New Osborne #4 | F1715 | 2019-03-12 14:05 | 147
| TIPS - New Osborne #4 | F1715 | 2019-03-12 20:05 | 130
| TIPS - New Osborne #4 | F1715 | 2019-03-13 14:05 | 147
| TIPS - New Osborne #4 | F1715 | 2019-03-13 20:05 | 130
| TIPS - New Osborne #4 | F1715 | 2019-03-14 14:20 | 147
| TIPS - New Osborne #4 | F1715 | 2019-03-14 22:05 | 130
| TIPS - New Osborne #4 | F1715 | 2019-03-15 12:05 | 147
| TIPS - New Osborne #4 | F1715 | 2019-03-15 22:05 | 130
| TIPS - New Osborne #4 | F1715 | 2019-03-16 10:05 | 147
| TIPS - New Osborne #4 | F1715 | 2019-03-17 06:05 | 130
| TIPS - New Osborne #4 | F1715 | 2019-03-17 10:05 | 147
| TIPS - New Osborne #4 | F1715 | 2019-03-17 16:05 | 130
| TIPS - New Osborne #4 | F1715 | 2019-03-17 20:05 | 123
| TIPS - New Osborne #4 | F1715 | 2019-03-18 04:05 | 130
| TIPS - New Osborne #4 | F1715 | 2019-03-18 10:05 | 147
| TIPS - New Osborne #4 | F1715 | 2019-03-18 14:05 | 130
| TIPS - New Osborne #4 | F1715 | 2019-03-18 20:05 | 123
| TIPS - New Osborne #4 | F1715 | 2019-03-19 04:05 | 130
| TIPS - New Osborne #4 | F1715 | 2019-03-19 10:05 | 147
| TIPS - New Osborne #4 | F1715 | 2019-03-20 00:05 | 130
| TIPS - New Osborne #4 | F1715 | 2019-03-20 10:05 | 147
| TIPS - New Osborne #4 | F1715 | 2019-03-21 04:05 | 130
| TIPS - New Osborne #4 | F1715 | 2019-03-21 10:05 | 147
| TIPS - New Osborne #4 | F1715 | 2019-03-21 22:05 | 130
| TIPS - New Osborne #4 | F1715 | 2019-03-22 10:05 | 147
| TIPS - New Osborne #4 | F1715 | 2019-03-22 16:05 | 130
| TIPS - New Osborne #4 | F1715 | 2019-03-22 18:05 | 123
| TIPS - New Osborne #4 | F1715 | 2019-03-23 08:05 | 130
| TIPS - New Osborne #4 | F1715 | 2019-03-23 10:05 | 147
| TIPS - New Osborne #4 | F1715 | 2019-03-24 02:05 | 130
| TIPS - New Osborne #4 | F1715 | 2019-03-24 12:05 | 147
| TIPS - New Osborne #4 | F1715 | 2019-03-25 00:05 | 130
| TIPS - New Osborne #4 | F1715 | 2019-03-26 14:05 | 147
| TIPS - New Osborne #4 | F1715 | 2019-03-26 20:05 | 130
| TIPS - New Osborne #4 | F1715 | 2019-03-27 12:05 | 147
| TIPS - New Osborne #4 | F1715 | 2019-03-27 22:05 | 130
| TIPS - New Osborne #4 | F1715 | 2019-03-28 13:10 | 147
| TIPS - New Osborne #4 | F1715 | 2019-03-29 00:05 | 130
| TIPS - New Osborne #4 | F1715 | 2019-03-29 08:05 | 147
| TIPS - New Osborne #4 | F1715 | 2019-03-29 12:05 | 130
| TIPS - New Osborne #4 | F1715 | 2019-04-01 14:05 | 147
| TIPS - New Osborne #4 | F1715 | 2019-04-01 20:05 | 130
| TIPS - New Osborne #4 | F1715 | 2019-04-02 12:05 | 147
| TIPS - New Osborne #4 | F1715 | 2019-04-02 22:05 | 130
| TIPS - New Osborne #4 | F1715 | 2019-04-03 12:05 | 147
| TIPS - New Osborne #4 | F1715 | 2019-04-04 16:05 | 130
| TIPS - New Osborne #4 | F1715 | 2019-04-04 20:05 | 123
| TIPS - New Osborne #4 | F1715 | 2019-04-05 12:05 | 130
| TIPS - New Osborne #4 | F1715 | 2019-04-05 18:05 | 123
| TIPS - New Osborne #4 | F1715 | 2019-04-05 22:05 | 130
| TIPS - New Osborne #4 | F1715 | 2019-04-06 14:05 | 147
| TIPS - New Osborne #4 | F1715 | 2019-04-06 20:05 | 130
| TIPS - New Osborne #4 | F1715 | 2019-04-07 15:05 | 147
| TIPS - New Osborne #4 | F1715 | 2019-04-07 19:05 | 130
| TIPS - New Osborne #4 | F1715 | 2019-04-08 15:05 | 147
| TIPS - New Osborne #4 | F1715 | 2019-04-08 19:05 | 130
| TIPS - New Osborne #4 | F1715 | 2019-04-11 15:05 | 147
| TIPS - New Osborne #4 | F1715 | 2019-04-11 19:05 | 130
| TIPS - New Osborne #4 | F1715 | 2019-04-12 13:05 | 147
| TIPS - New Osborne #4 | F1715 | 2019-04-12 21:05 | 130
| TIPS - New Osborne #4 | F1715 | 2019-04-13 13:05 | 147
| TIPS - New Osborne #4 | F1715 | 2019-04-13 21:05 | 130
| TIPS - New Osborne #4 | F1715 | 2019-04-14 13:05 | 147
| TIPS - New Osborne #4 | F1715 | 2019-04-15 05:05 | 130
| TIPS - New Osborne #4 | F1715 | 2019-04-15 07:05 | 147
| TIPS - New Osborne #4 | F1715 | 2019-04-16 05:05 | 130
| TIPS - New Osborne #4 | F1715 | 2019-04-16 11:05 | 147
| TIPS - New Osborne #4 | F1715 | 2019-04-16 15:05 | 130
| TIPS - New Osborne #4 | F1715 | 2019-04-16 21:05 | 123
| TIPS - New Osborne #4 | F1715 | 2019-04-17 21:05 | 130
| TIPS - New Osborne #4 | F1715 | 2019-04-18 15:05 | 147
| TIPS - New Osborne #4 | F1715 | 2019-04-18 19:05 | 130
| TIPS - New Osborne #4 | F1715 | 2019-04-19 09:05 | 147
| TIPS - New Osborne #4 | F1715 | 2019-04-19 15:05 | 130
| TIPS - New Osborne #4 | F1715 | 2019-04-19 19:05 | 123
| TIPS - New Osborne #4 | F1715 | 2019-04-21 03:05 | 130
| TIPS - New Osborne #4 | F1715 | 2019-04-23 15:05 | 147
| TIPS - New Osborne #4 | F1715 | 2019-04-23 17:05 | 130
| TIPS - New Osborne #4 | F1715 | 2019-04-24 15:05 | 147
| TIPS - New Osborne #4 | F1715 | 2019-04-24 17:05 | 130
| TIPS - New Osborne #4 | F1715 | 2019-04-25 15:05 | 147
| TIPS - New Osborne #4 | F1715 | 2019-04-25 17:05 | 130
| TIPS - New Osborne #4 | F1715 | 2019-04-29 15:05 | 147
| TIPS - New Osborne #4 | F1715 | 2019-04-29 19:05 | 130
| TIPS - New Osborne #4 | F1715 | 2019-04-30 13:05 | 147
| TIPS - New Osborne #4 | F1715 | 2019-04-30 21:05 | 130
| TIPS - New Osborne #4 | F1715 | 2019-05-15 15:05 | 147
| TIPS - New Osborne #4 | F1715 | 2019-05-15 19:05 | 130
| TIPS - New Osborne #4 | F1715 | 2019-05-16 17:05 | 147
| TIPS - New Osborne #4 | F1715 | 2019-05-16 19:05 | 130
| TIPS - New Osborne #4 | F1715 | 2019-05-17 15:05 | 147
| TIPS - New Osborne #4 | F1715 | 2019-05-17 19:05 | 130
| TIPS - New Osborne #4 | F1715 | 2019-05-18 13:05 | 147
| TIPS - New Osborne #4 | F1715 | 2019-05-19 15:05 | 130
| TIPS - New Osborne #4 | F1715 | 2019-05-21 16:10 | 147
| TIPS - New Osborne #4 | F1715 | 2019-05-21 19:05 | 130
| TIPS - New Osborne #4 | F1715 | 2019-05-22 13:05 | 147
| TIPS - New Osborne #4 | F1715 | 2019-05-22 19:05 | 130
| TIPS - New Osborne #4 | F1715 | 2019-05-23 13:05 | 147
| TIPS - New Osborne #4 | F1715 | 2019-05-23 19:05 | 130
| TIPS - New Osborne #4 | F1715 | 2019-05-24 13:05 | 147
| TIPS - New Osborne #4 | F1715 | 2019-05-24 17:05 | 130
| TIPS - New Osborne #4 | F1715 | 2019-05-31 | 147
| TIPS - Para #4 | F1902 | 2016-11-17 08:00 | 857
| Waterloo - Mintaro | F1805 | 2016-07-21 14:05 | 207
| Waterloo - Mintaro | F1805 | 2016-07-22 00:05 | 189
| Waterloo - Mintaro | F1805 | 2016-08-08 16:05 | 207
| Waterloo - Mintaro | F1805 | 2016-08-08 20:05 | 189
| Waterloo - Mintaro | F1805 | 2016-08-16 16:05 | 207
| Waterloo - Mintaro | F1805 | 2016-08-16 18:05 | 189
| Waterloo - Mintaro | F1805 | 2016-08-17 16:05 | 207
| Waterloo - Mintaro | F1805 | 2016-08-17 20:05 | 189
| Waterloo - Mintaro | F1805 | 2016-08-18 12:05 | 207
| Waterloo - Mintaro | F1805 | 2016-08-18 20:05 | 189
| Waterloo - Mintaro | F1805 | 2016-08-28 16:05 | 207
| Waterloo - Mintaro | F1805 | 2016-08-28 20:05 | 189
| Waterloo - Mintaro | F1805 | 2016-08-29 16:05 | 207
| Waterloo - Mintaro | F1805 | 2016-08-29 18:05 | 189
| Waterloo - Mintaro | F1805 | 2016-09-06 14:05 | 207
| Waterloo - Mintaro | F1805 | 2016-09-06 20:05 | 189
| Waterloo - Mintaro | F1805 | 2016-09-07 12:05 | 207
| Waterloo - Mintaro | F1805 | 2016-09-08 06:05 | 189
| Waterloo - Mintaro | F1805 | 2016-10-02 00:05 | 207
| Waterloo - Mintaro | F1805 | 2016-10-02 04:05 | 189
| Waterloo - Mintaro | F1805 | 2016-10-06 10:05 | 207
| Waterloo - Mintaro | F1805 | 2016-10-07 04:05 | 189
| Waterloo - Mintaro | F1805 | 2016-10-07 10:05 | 207
| Waterloo - Mintaro | F1805 | 2016-10-07 20:05 | 189
| Waterloo - Mintaro | F1805 | 2016-10-08 14:05 | 207
| Waterloo - Mintaro | F1805 | 2016-10-09 14:05 | 189
| Waterloo - Mintaro | F1805 | 2016-10-14 12:05 | 207
| Waterloo - Mintaro | F1805 | 2016-10-14 22:05 | 189
| Waterloo - Mintaro | F1805 | 2016-10-15 10:05 | 207
| Waterloo - Mintaro | F1805 | 2016-10-16 04:05 | 189
| Waterloo - Mintaro | F1805 | 2016-10-20 10:05 | 207
| Waterloo - Mintaro | F1805 | 2016-10-21 00:05 | 189
| Waterloo - Mintaro | F1805 | 2016-10-24 14:05 | 207
| Waterloo - Mintaro | F1805 | 2016-10-24 22:05 | 189
| Waterloo - Mintaro | F1805 | 2016-10-25 10:05 | 207
| Waterloo - Mintaro | F1805 | 2016-10-26 00:05 | 189
| Waterloo - Mintaro | F1805 | 2016-10-28 14:05 | 207
| Waterloo - Mintaro | F1805 | 2016-10-28 20:05 | 189
| Waterloo - Mintaro | F1805 | 2016-10-29 10:05 | 207
| Waterloo - Mintaro | F1805 | 2016-10-30 04:05 | 189
| Waterloo - Mintaro | F1805 | 2016-11-03 14:05 | 207
| Waterloo - Mintaro | F1805 | 2016-11-03 22:05 | 189
| Waterloo - Mintaro | F1805 | 2016-11-04 12:05 | 207
| Waterloo - Mintaro | F1805 | 2016-11-04 18:05 | 189
| Waterloo - Mintaro | F1805 | 2016-11-06 16:05 | 207
| Waterloo - Mintaro | F1805 | 2016-11-06 22:05 | 189
| Waterloo - Mintaro | F1805 | 2016-11-07 04:05 | 207
| Waterloo - Mintaro | F1805 | 2016-11-07 06:05 | 189
| Waterloo - Mintaro | F1805 | 2016-11-07 10:05 | 207
| Waterloo - Mintaro | F1805 | 2016-11-07 20:05 | 189
| Waterloo - Mintaro | F1805 | 2016-11-09 16:05 | 207
| Waterloo - Mintaro | F1805 | 2016-11-09 20:05 | 189
| Waterloo - Mintaro | F1805 | 2016-11-10 12:05 | 207
| Waterloo - Mintaro | F1805 | 2016-11-10 20:05 | 189
| Waterloo - Mintaro | F1805 | 2016-11-11 08:05 | 207
| Waterloo - Mintaro | F1805 | 2016-11-12 00:05 | 189
| Waterloo - Mintaro | F1805 | 2016-11-16 12:05 | 207
| Waterloo - Mintaro | F1805 | 2016-11-17 12:55 | 189
| Waterloo - Mintaro | F1805 | 2016-11-17 20:05 | 183
| Waterloo - Mintaro | F1805 | 2016-11-18 02:05 | 189
| Waterloo - Mintaro | F1805 | 2016-11-18 12:05 | 207
| Waterloo - Mintaro | F1805 | 2016-11-18 22:05 | 189
| Waterloo - Mintaro | F1805 | 2016-11-19 10:05 | 207
| Waterloo - Mintaro | F1805 | 2016-11-20 06:05 | 189
| Waterloo - Mintaro | F1805 | 2016-11-20 08:05 | 207
| Waterloo - Mintaro | F1805 | 2016-11-20 12:05 | 189
| Waterloo - Mintaro | F1805 | 2016-11-20 22:05 | 183
| Waterloo - Mintaro | F1805 | 2016-11-21 22:05 | 189
| Waterloo - Mintaro | F1805 | 2016-11-25 14:05 | 207
| Waterloo - Mintaro | F1805 | 2016-11-25 18:05 | 189
| Waterloo - Mintaro | F1805 | 2016-11-26 12:05 | 207
| Waterloo - Mintaro | F1805 | 2016-11-26 20:05 | 189
| Waterloo - Mintaro | F1805 | 2016-11-27 12:05 | 207
| Waterloo - Mintaro | F1805 | 2016-11-27 22:05 | 189
| Waterloo - Mintaro | F1805 | 2016-11-28 10:05 | 207
| Waterloo - Mintaro | F1805 | 2016-11-29 02:05 | 189
| Waterloo - Mintaro | F1805 | 2016-11-29 10:05 | 207
| Waterloo - Mintaro | F1805 | 2016-11-29 22:05 | 189
| Waterloo - Mintaro | F1805 | 2016-11-30 12:05 | 207
| Waterloo - Mintaro | F1805 | 2016-11-30 20:05 | 189
| Waterloo - Mintaro | F1805 | 2016-12-01 12:05 | 207
| Waterloo - Mintaro | F1805 | 2016-12-01 20:05 | 189
| Waterloo - Mintaro | F1805 | 2016-12-02 12:05 | 207
| Waterloo - Mintaro | F1805 | 2016-12-02 20:05 | 189
| Waterloo - Mintaro | F1805 | 2016-12-03 10:05 | 207
| Waterloo - Mintaro | F1805 | 2016-12-03 16:05 | 189
| Waterloo - Mintaro | F1805 | 2016-12-03 18:05 | 183
| Waterloo - Mintaro | F1805 | 2016-12-05 00:05 | 189
| Waterloo - Mintaro | F1805 | 2016-12-05 12:05 | 207
| Waterloo - Mintaro | F1805 | 2016-12-05 20:05 | 189
| Waterloo - Mintaro | F1805 | 2016-12-06 12:05 | 207
| Waterloo - Mintaro | F1805 | 2016-12-06 22:05 | 189
| Waterloo - Mintaro | F1805 | 2016-12-07 10:05 | 207
| Waterloo - Mintaro | F1805 | 2016-12-08 04:05 | 189
| Waterloo - Mintaro | F1805 | 2016-12-10 12:05 | 207
| Waterloo - Mintaro | F1805 | 2016-12-10 22:05 | 189
| Waterloo - Mintaro | F1805 | 2016-12-11 10:05 | 207
| Waterloo - Mintaro | F1805 | 2016-12-12 06:05 | 189
| Waterloo - Mintaro | F1805 | 2016-12-12 08:05 | 207
| Waterloo - Mintaro | F1805 | 2016-12-12 12:05 | 189
| Waterloo - Mintaro | F1805 | 2016-12-12 22:05 | 183
| Waterloo - Mintaro | F1805 | 2016-12-13 10:05 | 189
| Waterloo - Mintaro | F1805 | 2016-12-13 20:05 | 183
| Waterloo - Mintaro | F1805 | 2016-12-14 04:05 | 189
| Waterloo - Mintaro | F1805 | 2016-12-14 14:05 | 207
| Waterloo - Mintaro | F1805 | 2016-12-14 18:05 | 189
| Waterloo - Mintaro | F1805 | 2016-12-15 16:05 | 207
| Waterloo - Mintaro | F1805 | 2016-12-15 20:05 | 189
| Waterloo - Mintaro | F1805 | 2016-12-16 12:05 | 207
| Waterloo - Mintaro | F1805 | 2016-12-16 22:05 | 189
| Waterloo - Mintaro | F1805 | 2016-12-18 14:05 | 207
| Waterloo - Mintaro | F1805 | 2016-12-19 12:05 | 189
| Waterloo - Mintaro | F1805 | 2016-12-19 20:05 | 183
| Waterloo - Mintaro | F1805 | 2016-12-20 02:05 | 189
| Waterloo - Mintaro | F1805 | 2016-12-20 14:05 | 207
| Waterloo - Mintaro | F1805 | 2016-12-20 20:05 | 189
| Waterloo - Mintaro | F1805 | 2016-12-21 12:05 | 207
| Waterloo - Mintaro | F1805 | 2016-12-21 20:05 | 189
| Waterloo - Mintaro | F1805 | 2016-12-22 10:05 | 207
| Waterloo - Mintaro | F1805 | 2016-12-22 16:05 | 189
| Waterloo - Mintaro | F1805 | 2016-12-22 20:05 | 183
| Waterloo - Mintaro | F1805 | 2016-12-23 10:05 | 189
| Waterloo - Mintaro | F1805 | 2016-12-23 20:05 | 183
| Waterloo - Mintaro | F1805 | 2016-12-24 06:05 | 189
| Waterloo - Mintaro | F1805 | 2016-12-24 08:05 | 207
| Waterloo - Mintaro | F1805 | 2016-12-24 12:05 | 189
| Waterloo - Mintaro | F1805 | 2016-12-24 22:05 | 183
| Waterloo - Mintaro | F1805 | 2016-12-25 06:05 | 189
| Waterloo - Mintaro | F1805 | 2016-12-25 08:05 | 207
| Waterloo - Mintaro | F1805 | 2016-12-25 10:05 | 189
| Waterloo - Mintaro | F1805 | 2016-12-26 00:05 | 183
| Waterloo - Mintaro | F1805 | 2016-12-28 16:05 | 189
| Waterloo - Mintaro | F1805 | 2016-12-28 18:05 | 183
| Waterloo - Mintaro | F1805 | 2016-12-29 04:05 | 189
| Waterloo - Mintaro | F1805 | 2016-12-29 10:05 | 207
| Waterloo - Mintaro | F1805 | 2016-12-30 02:05 | 189
| Waterloo - Mintaro | F1805 | 2016-12-30 12:05 | 207
| Waterloo - Mintaro | F1805 | 2016-12-31 00:05 | 189
| Waterloo - Mintaro | F1805 | 2016-12-31 12:05 | 207
| Waterloo - Mintaro | F1805 | 2017-01-01 00:05 | 189
| Waterloo - Mintaro | F1805 | 2017-01-01 12:05 | 207
| Waterloo - Mintaro | F1805 | 2017-01-01 20:05 | 189
| Waterloo - Mintaro | F1805 | 2017-01-02 12:05 | 207
| Waterloo - Mintaro | F1805 | 2017-01-02 20:05 | 189
| Waterloo - Mintaro | F1805 | 2017-01-03 12:05 | 207
| Waterloo - Mintaro | F1805 | 2017-01-04 12:05 | 189
| Waterloo - Mintaro | F1805 | 2017-01-04 20:05 | 183
| Waterloo - Mintaro | F1805 | 2017-01-05 12:05 | 189
| Waterloo - Mintaro | F1805 | 2017-01-05 22:05 | 183
| Waterloo - Mintaro | F1805 | 2017-01-06 10:05 | 189
| Waterloo - Mintaro | F1805 | 2017-01-07 22:05 | 183
| Waterloo - Mintaro | F1805 | 2017-01-10 04:05 | 189
| Waterloo - Mintaro | F1805 | 2017-01-10 08:05 | 207
| Waterloo - Mintaro | F1805 | 2017-01-11 00:05 | 189
| Waterloo - Mintaro | F1805 | 2017-01-11 10:05 | 207
| Waterloo - Mintaro | F1805 | 2017-01-12 00:05 | 189
| Waterloo - Mintaro | F1805 | 2017-01-12 09:45 | 207
| Waterloo - Mintaro | F1805 | 2017-01-12 10:05 | 189
| Waterloo - Mintaro | F1805 | 2017-01-12 10:20 | 207
| Waterloo - Mintaro | F1805 | 2017-01-12 13:50 | 189
| Waterloo - Mintaro | F1805 | 2017-01-13 00:05 | 183
| Waterloo - Mintaro | F1805 | 2017-01-13 04:05 | 189
| Waterloo - Mintaro | F1805 | 2017-01-13 06:05 | 183
| Waterloo - Mintaro | F1805 | 2017-01-13 22:05 | 189
| Waterloo - Mintaro | F1805 | 2017-01-14 12:05 | 207
| Waterloo - Mintaro | F1805 | 2017-01-14 22:05 | 189
| Waterloo - Mintaro | F1805 | 2017-01-15 12:05 | 207
| Waterloo - Mintaro | F1805 | 2017-01-16 04:05 | 189
| Waterloo - Mintaro | F1805 | 2017-01-16 10:05 | 207
| Waterloo - Mintaro | F1805 | 2017-01-16 14:05 | 189
| Waterloo - Mintaro | F1805 | 2017-01-16 22:05 | 183
| Waterloo - Mintaro | F1805 | 2017-01-17 12:00 | 189
| Waterloo - Mintaro | F1805 | 2017-01-17 22:05 | 183
| Waterloo - Mintaro | F1805 | 2017-01-18 06:05 | 189
| Waterloo - Mintaro | F1805 | 2017-01-18 12:05 | 207
| Waterloo - Mintaro | F1805 | 2017-01-18 22:05 | 189
| Waterloo - Mintaro | F1805 | 2017-01-19 04:05 | 207
| Waterloo - Mintaro | F1805 | 2017-01-19 14:05 | 189
| Waterloo - Mintaro | F1805 | 2017-01-19 22:05 | 183
| Waterloo - Mintaro | F1805 | 2017-01-20 08:05 | 189
| Waterloo - Mintaro | F1805 | 2017-01-20 12:05 | 207
| Waterloo - Mintaro | F1805 | 2017-01-20 20:05 | 189
| Waterloo - Mintaro | F1805 | 2017-01-21 12:05 | 207
| Waterloo - Mintaro | F1805 | 2017-01-22 00:05 | 189
| Waterloo - Mintaro | F1805 | 2017-01-22 04:05 | 207
| Waterloo - Mintaro | F1805 | 2017-01-22 14:05 | 189
| Waterloo - Mintaro | F1805 | 2017-01-22 22:05 | 183
| Waterloo - Mintaro | F1805 | 2017-01-23 10:05 | 189
| Waterloo - Mintaro | F1805 | 2017-01-23 12:05 | 183
| Waterloo - Mintaro | F1805 | 2017-01-24 02:05 | 189
| Waterloo - Mintaro | F1805 | 2017-01-24 10:05 | 207
| Waterloo - Mintaro | F1805 | 2017-01-24 20:05 | 189
| Waterloo - Mintaro | F1805 | 2017-01-25 12:05 | 207
| Waterloo - Mintaro | F1805 | 2017-01-25 22:05 | 189
| Waterloo - Mintaro | F1805 | 2017-01-26 12:05 | 207
| Waterloo - Mintaro | F1805 | 2017-01-26 22:05 | 189
| Waterloo - Mintaro | F1805 | 2017-01-27 10:05 | 207
| Waterloo - Mintaro | F1805 | 2017-01-27 16:05 | 189
| Waterloo - Mintaro | F1805 | 2017-01-27 22:05 | 183
| Waterloo - Mintaro | F1805 | 2017-01-28 04:05 | 189
| Waterloo - Mintaro | F1805 | 2017-01-28 10:05 | 207
| Waterloo - Mintaro | F1805 | 2017-01-28 14:05 | 189
| Waterloo - Mintaro | F1805 | 2017-01-28 20:05 | 183
| Waterloo - Mintaro | F1805 | 2017-01-29 04:05 | 189
| Waterloo - Mintaro | F1805 | 2017-01-29 10:05 | 207
| Waterloo - Mintaro | F1805 | 2017-01-29 12:05 | 189
| Waterloo - Mintaro | F1805 | 2017-01-30 00:05 | 183
| Waterloo - Mintaro | F1805 | 2017-01-30 06:05 | 189
| Waterloo - Mintaro | F1805 | 2017-01-30 08:05 | 183
| Waterloo - Mintaro | F1805 | 2017-01-31 04:05 | 189
| Waterloo - Mintaro | F1805 | 2017-01-31 12:05 | 207
| Waterloo - Mintaro | F1805 | 2017-01-31 22:05 | 189
| Waterloo - Mintaro | F1805 | 2017-02-01 12:05 | 207
| Waterloo - Mintaro | F1805 | 2017-02-01 22:05 | 189
| Waterloo - Mintaro | F1805 | 2017-02-02 11:45 | 207
| Waterloo - Mintaro | F1805 | 2017-02-02 22:05 | 189
| Waterloo - Mintaro | F1805 | 2017-02-03 10:05 | 207
| Waterloo - Mintaro | F1805 | 2017-02-04 04:05 | 189
| Waterloo - Mintaro | F1805 | 2017-02-04 08:05 | 207
| Waterloo - Mintaro | F1805 | 2017-02-06 04:05 | 189
| Waterloo - Mintaro | F1805 | 2017-02-07 12:05 | 207
| Waterloo - Mintaro | F1805 | 2017-02-08 09:40 | 189
| Waterloo - Mintaro | F1805 | 2017-02-09 04:05 | 183
| Waterloo - Mintaro | F1805 | 2017-02-09 10:05 | 189
| Waterloo - Mintaro | F1805 | 2017-02-10 00:05 | 183
| Waterloo - Mintaro | F1805 | 2017-02-10 10:05 | 189
| Waterloo - Mintaro | F1805 | 2017-02-11 00:05 | 183
| Waterloo - Mintaro | F1805 | 2017-02-11 12:05 | 189
| Waterloo - Mintaro | F1805 | 2017-02-11 20:05 | 183
| Waterloo - Mintaro | F1805 | 2017-02-12 00:05 | 189
| Waterloo - Mintaro | F1805 | 2017-02-12 12:05 | 207
| Waterloo - Mintaro | F1805 | 2017-02-12 20:05 | 189
| Waterloo - Mintaro | F1805 | 2017-02-13 14:05 | 207
| Waterloo - Mintaro | F1805 | 2017-02-13 20:05 | 189
| Waterloo - Mintaro | F1805 | 2017-02-14 12:05 | 207
| Waterloo - Mintaro | F1805 | 2017-02-15 14:05 | 189
| Waterloo - Mintaro | F1805 | 2017-02-15 16:05 | 183
| Waterloo - Mintaro | F1805 | 2017-02-16 02:05 | 189
| Waterloo - Mintaro | F1805 | 2017-02-16 10:05 | 207
| Waterloo - Mintaro | F1805 | 2017-02-16 22:05 | 189
| Waterloo - Mintaro | F1805 | 2017-02-17 16:05 | 207
| Waterloo - Mintaro | F1805 | 2017-02-17 22:05 | 189
| Waterloo - Mintaro | F1805 | 2017-02-20 14:05 | 207
| Waterloo - Mintaro | F1805 | 2017-02-20 20:05 | 189
| Waterloo - Mintaro | F1805 | 2017-02-21 12:05 | 207
| Waterloo - Mintaro | F1805 | 2017-02-23 00:05 | 189
| Waterloo - Mintaro | F1805 | 2017-02-23 10:05 | 207
| Waterloo - Mintaro | F1805 | 2017-02-23 22:05 | 189
| Waterloo - Mintaro | F1805 | 2017-02-24 14:05 | 207
| Waterloo - Mintaro | F1805 | 2017-02-24 18:05 | 189
| Waterloo - Mintaro | F1805 | 2017-02-25 14:05 | 207
| Waterloo - Mintaro | F1805 | 2017-02-25 20:05 | 189
| Waterloo - Mintaro | F1805 | 2017-02-26 12:05 | 207
| Waterloo - Mintaro | F1805 | 2017-02-27 00:05 | 189
| Waterloo - Mintaro | F1805 | 2017-02-27 10:05 | 207
| Waterloo - Mintaro | F1805 | 2017-02-27 14:05 | 189
| Waterloo - Mintaro | F1805 | 2017-02-27 22:05 | 183
| Waterloo - Mintaro | F1805 | 2017-02-28 10:05 | 189
| Waterloo - Mintaro | F1805 | 2017-03-01 00:05 | 183
| Waterloo - Mintaro | F1805 | 2017-03-01 10:05 | 189
| Waterloo - Mintaro | F1805 | 2017-03-02 00:05 | 183
| Waterloo - Mintaro | F1805 | 2017-03-02 12:05 | 189
| Waterloo - Mintaro | F1805 | 2017-03-02 20:05 | 183
| Waterloo - Mintaro | F1805 | 2017-03-03 06:05 | 189
| Waterloo - Mintaro | F1805 | 2017-03-03 08:05 | 207
| Waterloo - Mintaro | F1805 | 2017-03-03 14:05 | 189
| Waterloo - Mintaro | F1805 | 2017-03-03 20:05 | 183
| Waterloo - Mintaro | F1805 | 2017-03-04 14:05 | 189
| Waterloo - Mintaro | F1805 | 2017-03-04 18:05 | 183
| Waterloo - Mintaro | F1805 | 2017-03-05 00:05 | 189
| Waterloo - Mintaro | F1805 | 2017-03-05 12:05 | 207
| Waterloo - Mintaro | F1805 | 2017-03-05 20:05 | 189
| Waterloo - Mintaro | F1805 | 2017-03-06 12:05 | 207
| Waterloo - Mintaro | F1805 | 2017-03-06 22:05 | 189
| Waterloo - Mintaro | F1805 | 2017-03-07 04:05 | 207
| Waterloo - Mintaro | F1805 | 2017-03-07 16:05 | 189
| Waterloo - Mintaro | F1805 | 2017-03-07 20:05 | 183
| Waterloo - Mintaro | F1805 | 2017-03-08 08:05 | 189
| Waterloo - Mintaro | F1805 | 2017-03-08 09:20 | 207
| Waterloo - Mintaro | F1805 | 2017-03-08 14:05 | 189
| Waterloo - Mintaro | F1805 | 2017-03-08 20:05 | 183
| Waterloo - Mintaro | F1805 | 2017-03-09 06:05 | 189
| Waterloo - Mintaro | F1805 | 2017-03-09 10:05 | 207
| Waterloo - Mintaro | F1805 | 2017-03-09 10:10 | 189
| Waterloo - Mintaro | F1805 | 2017-03-09 10:15 | 207
| Waterloo - Mintaro | F1805 | 2017-03-09 14:05 | 189
| Waterloo - Mintaro | F1805 | 2017-03-09 20:05 | 183
| Waterloo - Mintaro | F1805 | 2017-03-10 04:05 | 189
| Waterloo - Mintaro | F1805 | 2017-03-10 11:35 | 207
| Waterloo - Mintaro | F1805 | 2017-03-10 16:05 | 189
| Waterloo - Mintaro | F1805 | 2017-03-10 20:05 | 183
| Waterloo - Mintaro | F1805 | 2017-03-12 00:05 | 189
| Waterloo - Mintaro | F1805 | 2017-03-13 14:05 | 207
| Waterloo - Mintaro | F1805 | 2017-03-13 20:05 | 189
| Waterloo - Mintaro | F1805 | 2017-03-14 10:05 | 207
| Waterloo - Mintaro | F1805 | 2017-03-15 12:05 | 189
| Waterloo - Mintaro | F1805 | 2017-03-15 22:05 | 183
| Waterloo - Mintaro | F1805 | 2017-03-16 04:05 | 189
| Waterloo - Mintaro | F1805 | 2017-03-16 12:25 | 207
| Waterloo - Mintaro | F1805 | 2017-03-16 20:05 | 189
| Waterloo - Mintaro | F1805 | 2017-03-17 14:05 | 207
| Waterloo - Mintaro | F1805 | 2017-03-17 22:05 | 189
| Waterloo - Mintaro | F1805 | 2017-03-18 10:05 | 207
| Waterloo - Mintaro | F1805 | 2017-03-18 16:05 | 189
| Waterloo - Mintaro | F1805 | 2017-03-18 18:05 | 183
| Waterloo - Mintaro | F1805 | 2017-03-19 04:05 | 189
| Waterloo - Mintaro | F1805 | 2017-03-19 10:05 | 207
| Waterloo - Mintaro | F1805 | 2017-03-19 12:05 | 189
| Waterloo - Mintaro | F1805 | 2017-03-19 22:05 | 183
| Waterloo - Mintaro | F1805 | 2017-03-20 12:05 | 189
| Waterloo - Mintaro | F1805 | 2017-03-20 14:05 | 183
| Waterloo - Mintaro | F1805 | 2017-03-22 02:05 | 189
| Waterloo - Mintaro | F1805 | 2017-03-22 14:05 | 207
| Waterloo - Mintaro | F1805 | 2017-03-22 22:05 | 189
| Waterloo - Mintaro | F1805 | 2017-03-23 12:05 | 207
| Waterloo - Mintaro | F1805 | 2017-03-24 16:05 | 189
| Waterloo - Mintaro | F1805 | 2017-03-24 20:05 | 183
| Waterloo - Mintaro | F1805 | 2017-03-26 14:05 | 189
| Waterloo - Mintaro | F1805 | 2017-03-27 04:05 | 183
| Waterloo - Mintaro | F1805 | 2017-03-27 22:05 | 189
| Waterloo - Mintaro | F1805 | 2017-03-28 14:05 | 207
| Waterloo - Mintaro | F1805 | 2017-03-28 22:05 | 189
| Waterloo - Mintaro | F1805 | 2017-03-29 14:05 | 207
| Waterloo - Mintaro | F1805 | 2017-03-29 16:05 | 189
| Waterloo - Mintaro | F1805 | 2017-04-01 14:05 | 207
| Waterloo - Mintaro | F1805 | 2017-04-01 18:05 | 189
| Waterloo - Mintaro | F1805 | 2017-04-03 16:05 | 207
| Waterloo - Mintaro | F1805 | 2017-04-03 18:05 | 189
| Waterloo - Mintaro | F1805 | 2017-04-04 12:05 | 207
| Waterloo - Mintaro | F1805 | 2017-04-05 02:05 | 189
| Waterloo - Mintaro | F1805 | 2017-04-05 04:05 | 207
| Waterloo - Mintaro | F1805 | 2017-04-05 06:05 | 189
| Waterloo - Mintaro | F1805 | 2017-04-05 12:05 | 207
| Waterloo - Mintaro | F1805 | 2017-04-05 22:05 | 189
| Waterloo - Mintaro | F1805 | 2017-04-06 12:05 | 207
| Waterloo - Mintaro | F1805 | 2017-04-07 00:05 | 189
| Waterloo - Mintaro | F1805 | 2017-04-07 02:05 | 207
| Waterloo - Mintaro | F1805 | 2017-04-07 06:05 | 189
| Waterloo - Mintaro | F1805 | 2017-04-07 10:05 | 207
| Waterloo - Mintaro | F1805 | 2017-04-08 00:05 | 189
| Waterloo - Mintaro | F1805 | 2017-04-08 10:05 | 207
| Waterloo - Mintaro | F1805 | 2017-04-08 20:05 | 189
| Waterloo - Mintaro | F1805 | 2017-04-12 14:15 | 207
| Waterloo - Mintaro | F1805 | 2017-04-12 20:05 | 189
| Waterloo - Mintaro | F1805 | 2017-04-13 12:05 | 207
| Waterloo - Mintaro | F1805 | 2017-04-13 22:05 | 189
| Waterloo - Mintaro | F1805 | 2017-04-14 12:05 | 207
| Waterloo - Mintaro | F1805 | 2017-04-14 20:05 | 189
| Waterloo - Mintaro | F1805 | 2017-04-15 12:05 | 207
| Waterloo - Mintaro | F1805 | 2017-04-15 20:05 | 189
| Waterloo - Mintaro | F1805 | 2017-04-16 14:05 | 207
| Waterloo - Mintaro | F1805 | 2017-04-16 20:05 | 189
| Waterloo - Mintaro | F1805 | 2017-04-17 12:05 | 207
| Waterloo - Mintaro | F1805 | 2017-04-20 04:05 | 189
| Waterloo - Mintaro | F1805 | 2017-04-20 16:05 | 207
| Waterloo - Mintaro | F1805 | 2017-04-20 22:05 | 189
| Waterloo - Mintaro | F1805 | 2017-04-21 14:05 | 207
| Waterloo - Mintaro | F1805 | 2017-04-21 20:05 | 189
| Waterloo - Mintaro | F1805 | 2017-04-22 12:05 | 207
| Waterloo - Mintaro | F1805 | 2017-04-22 20:05 | 189
| Waterloo - Mintaro | F1805 | 2017-04-23 12:05 | 207
| Waterloo - Mintaro | F1805 | 2017-04-24 02:05 | 189
| Waterloo - Mintaro | F1805 | 2017-05-15 16:05 | 207
| Waterloo - Mintaro | F1805 | 2017-05-15 18:05 | 189
| Waterloo - Mintaro | F1805 | 2017-05-21 14:05 | 207
| Waterloo - Mintaro | F1805 | 2017-05-21 20:05 | 189
| Waterloo - Mintaro | F1805 | 2017-05-26 16:05 | 207
| Waterloo - Mintaro | F1805 | 2017-05-26 18:05 | 189
| Waterloo - Mintaro | F1805 | 2017-07-29 12:05 | 207
| Waterloo - Mintaro | F1805 | 2017-07-29 14:05 | 189
| Waterloo - Mintaro | F1805 | 2017-08-13 14:05 | 207
| Waterloo - Mintaro | F1805 | 2017-08-13 20:05 | 189
| Waterloo - Mintaro | F1805 | 2017-09-01 16:05 | 207
| Waterloo - Mintaro | F1805 | 2017-09-01 18:05 | 189
| Waterloo - Mintaro | F1805 | 2017-09-11 12:05 | 207
| Waterloo - Mintaro | F1805 | 2017-09-11 20:05 | 189
| Waterloo - Mintaro | F1805 | 2017-09-12 12:05 | 207
| Waterloo - Mintaro | F1805 | 2017-09-12 16:05 | 189
| Waterloo - Mintaro | F1805 | 2017-09-17 14:05 | 207
| Waterloo - Mintaro | F1805 | 2017-09-17 22:05 | 189
| Waterloo - Mintaro | F1805 | 2017-09-20 16:05 | 207
| Waterloo - Mintaro | F1805 | 2017-09-20 20:05 | 189
| Waterloo - Mintaro | F1805 | 2017-09-22 12:05 | 207
| Waterloo - Mintaro | F1805 | 2017-09-23 02:05 | 189
| Waterloo - Mintaro | F1805 | 2017-09-26 16:05 | 207
| Waterloo - Mintaro | F1805 | 2017-09-27 04:05 | 189
| Waterloo - Mintaro | F1805 | 2017-09-27 10:05 | 207
| Waterloo - Mintaro | F1805 | 2017-09-27 20:05 | 189
| Waterloo - Mintaro | F1805 | 2017-10-02 16:05 | 207
| Waterloo - Mintaro | F1805 | 2017-10-02 20:05 | 189
| Waterloo - Mintaro | F1805 | 2017-10-03 12:05 | 207
| Waterloo - Mintaro | F1805 | 2017-10-03 22:05 | 189
| Waterloo - Mintaro | F1805 | 2017-10-04 10:05 | 207
| Waterloo - Mintaro | F1805 | 2017-10-04 22:05 | 189
| Waterloo - Mintaro | F1805 | 2017-10-07 14:05 | 207
| Waterloo - Mintaro | F1805 | 2017-10-08 00:05 | 189
| Waterloo - Mintaro | F1805 | 2017-10-08 12:05 | 207
| Waterloo - Mintaro | F1805 | 2017-10-08 22:05 | 189
| Waterloo - Mintaro | F1805 | 2017-10-10 14:05 | 207
| Waterloo - Mintaro | F1805 | 2017-10-11 14:05 | 189
| Waterloo - Mintaro | F1805 | 2017-10-14 14:05 | 207
| Waterloo - Mintaro | F1805 | 2017-10-14 18:05 | 189
| Waterloo - Mintaro | F1805 | 2017-10-15 12:05 | 207
| Waterloo - Mintaro | F1805 | 2017-10-15 20:05 | 189
| Waterloo - Mintaro | F1805 | 2017-10-16 08:05 | 207
| Waterloo - Mintaro | F1805 | 2017-10-16 16:05 | 189
| Waterloo - Mintaro | F1805 | 2017-10-16 20:05 | 183
| Waterloo - Mintaro | F1805 | 2017-10-17 14:05 | 189
| Waterloo - Mintaro | F1805 | 2017-10-17 20:05 | 183
| Waterloo - Mintaro | F1805 | 2017-10-18 12:05 | 189
| Waterloo - Mintaro | F1805 | 2017-10-18 20:05 | 183
| Waterloo - Mintaro | F1805 | 2017-10-19 04:05 | 189
| Waterloo - Mintaro | F1805 | 2017-10-23 14:05 | 207
| Waterloo - Mintaro | F1805 | 2017-10-23 22:05 | 189
| Waterloo - Mintaro | F1805 | 2017-10-24 10:05 | 207
| Waterloo - Mintaro | F1805 | 2017-10-24 16:05 | 189
| Waterloo - Mintaro | F1805 | 2017-10-25 12:05 | 207
| Waterloo - Mintaro | F1805 | 2017-10-25 20:05 | 189
| Waterloo - Mintaro | F1805 | 2017-10-27 10:05 | 207
| Waterloo - Mintaro | F1805 | 2017-10-27 14:05 | 189
| Waterloo - Mintaro | F1805 | 2017-10-27 18:05 | 183
| Waterloo - Mintaro | F1805 | 2017-10-27 20:05 | 189
| Waterloo - Mintaro | F1805 | 2017-10-29 10:05 | 207
| Waterloo - Mintaro | F1805 | 2017-10-29 16:05 | 189
| Waterloo - Mintaro | F1805 | 2017-11-02 16:05 | 207
| Waterloo - Mintaro | F1805 | 2017-11-02 18:05 | 189
| Waterloo - Mintaro | F1805 | 2017-11-05 14:05 | 207
| Waterloo - Mintaro | F1805 | 2017-11-05 18:05 | 189
| Waterloo - Mintaro | F1805 | 2017-11-08 12:05 | 207
| Waterloo - Mintaro | F1805 | 2017-11-08 22:05 | 189
| Waterloo - Mintaro | F1805 | 2017-11-09 10:05 | 207
| Waterloo - Mintaro | F1805 | 2017-11-10 12:05 | 189
| Waterloo - Mintaro | F1805 | 2017-11-10 18:05 | 183
| Waterloo - Mintaro | F1805 | 2017-11-11 14:05 | 189
| Waterloo - Mintaro | F1805 | 2017-11-11 18:05 | 183
| Waterloo - Mintaro | F1805 | 2017-11-12 10:05 | 189
| Waterloo - Mintaro | F1805 | 2017-11-12 20:05 | 183
| Waterloo - Mintaro | F1805 | 2017-11-13 10:05 | 189
| Waterloo - Mintaro | F1805 | 2017-11-14 00:05 | 183
| Waterloo - Mintaro | F1805 | 2017-11-14 10:05 | 189
| Waterloo - Mintaro | F1805 | 2017-11-14 18:05 | 183
| Waterloo - Mintaro | F1805 | 2017-11-15 06:05 | 189
| Waterloo - Mintaro | F1805 | 2017-11-18 14:05 | 207
| Waterloo - Mintaro | F1805 | 2017-11-18 22:05 | 189
| Waterloo - Mintaro | F1805 | 2017-11-19 08:05 | 207
| Waterloo - Mintaro | F1805 | 2017-11-20 14:05 | 189
| Waterloo - Mintaro | F1805 | 2017-11-20 22:05 | 183
| Waterloo - Mintaro | F1805 | 2017-11-21 12:05 | 189
| Waterloo - Mintaro | F1805 | 2017-11-21 22:05 | 183
| Waterloo - Mintaro | F1805 | 2017-11-22 10:05 | 189
| Waterloo - Mintaro | F1805 | 2017-11-22 16:05 | 183
| Waterloo - Mintaro | F1805 | 2017-11-23 04:05 | 189
| Waterloo - Mintaro | F1805 | 2017-11-23 08:05 | 207
| Waterloo - Mintaro | F1805 | 2017-11-24 00:05 | 189
| Waterloo - Mintaro | F1805 | 2017-11-24 08:05 | 207
| Waterloo - Mintaro | F1805 | 2017-11-25 04:05 | 189
| Waterloo - Mintaro | F1805 | 2017-11-25 10:05 | 207
| Waterloo - Mintaro | F1805 | 2017-11-26 00:05 | 189
| Waterloo - Mintaro | F1805 | 2017-11-26 12:05 | 207
| Waterloo - Mintaro | F1805 | 2017-11-26 18:05 | 189
| Waterloo - Mintaro | F1805 | 2017-11-27 12:05 | 207
| Waterloo - Mintaro | F1805 | 2017-11-27 22:05 | 189
| Waterloo - Mintaro | F1805 | 2017-11-28 00:05 | 207
| Waterloo - Mintaro | F1805 | 2017-11-28 12:05 | 189
| Waterloo - Mintaro | F1805 | 2017-11-28 22:05 | 183
| Waterloo - Mintaro | F1805 | 2017-11-29 10:05 | 189
| Waterloo - Mintaro | F1805 | 2017-11-29 22:05 | 183
| Waterloo - Mintaro | F1805 | 2017-11-30 12:05 | 189
| Waterloo - Mintaro | F1805 | 2017-11-30 20:05 | 183
| Waterloo - Mintaro | F1805 | 2017-12-01 00:05 | 189
| Waterloo - Mintaro | F1805 | 2017-12-05 12:05 | 207
| Waterloo - Mintaro | F1805 | 2017-12-05 18:05 | 189
| Waterloo - Mintaro | F1805 | 2017-12-06 12:05 | 207
| Waterloo - Mintaro | F1805 | 2017-12-06 20:05 | 189
| Waterloo - Mintaro | F1805 | 2017-12-08 16:05 | 207
| Waterloo - Mintaro | F1805 | 2017-12-08 18:05 | 189
| Waterloo - Mintaro | F1805 | 2017-12-09 12:05 | 207
| Waterloo - Mintaro | F1805 | 2017-12-09 22:05 | 189
| Waterloo - Mintaro | F1805 | 2017-12-10 10:05 | 207
| Waterloo - Mintaro | F1805 | 2017-12-10 22:05 | 189
| Waterloo - Mintaro | F1805 | 2017-12-11 10:05 | 207
| Waterloo - Mintaro | F1805 | 2017-12-12 00:05 | 189
| Waterloo - Mintaro | F1805 | 2017-12-12 10:05 | 207
| Waterloo - Mintaro | F1805 | 2017-12-12 12:05 | 189
| Waterloo - Mintaro | F1805 | 2017-12-12 22:05 | 183
| Waterloo - Mintaro | F1805 | 2017-12-13 00:05 | 189
| Waterloo - Mintaro | F1805 | 2017-12-13 04:05 | 183
| Waterloo - Mintaro | F1805 | 2017-12-13 08:05 | 189
| Waterloo - Mintaro | F1805 | 2017-12-13 18:05 | 183
| Waterloo - Mintaro | F1805 | 2017-12-14 04:05 | 189
| Waterloo - Mintaro | F1805 | 2017-12-14 13:05 | 207
| Waterloo - Mintaro | F1805 | 2017-12-14 22:05 | 189
| Waterloo - Mintaro | F1805 | 2017-12-15 12:05 | 207
| Waterloo - Mintaro | F1805 | 2017-12-15 22:05 | 189
| Waterloo - Mintaro | F1805 | 2017-12-16 10:05 | 207
| Waterloo - Mintaro | F1805 | 2017-12-17 00:05 | 189
| Waterloo - Mintaro | F1805 | 2017-12-17 08:05 | 207
| Waterloo - Mintaro | F1805 | 2017-12-17 14:05 | 189
| Waterloo - Mintaro | F1805 | 2017-12-17 20:05 | 183
| Waterloo - Mintaro | F1805 | 2017-12-18 12:05 | 189
| Waterloo - Mintaro | F1805 | 2017-12-19 00:05 | 183
| Waterloo - Mintaro | F1805 | 2017-12-20 00:05 | 189
| Waterloo - Mintaro | F1805 | 2017-12-20 12:05 | 207
| Waterloo - Mintaro | F1805 | 2017-12-20 22:05 | 189
| Waterloo - Mintaro | F1805 | 2017-12-21 12:05 | 207
| Waterloo - Mintaro | F1805 | 2017-12-21 22:05 | 189
| Waterloo - Mintaro | F1805 | 2017-12-22 10:05 | 207
| Waterloo - Mintaro | F1805 | 2017-12-22 16:05 | 189
| Waterloo - Mintaro | F1805 | 2017-12-22 20:05 | 183
| Waterloo - Mintaro | F1805 | 2017-12-23 02:05 | 189
| Waterloo - Mintaro | F1805 | 2017-12-23 10:05 | 207
| Waterloo - Mintaro | F1805 | 2017-12-23 12:05 | 189
| Waterloo - Mintaro | F1805 | 2017-12-23 22:05 | 183
| Waterloo - Mintaro | F1805 | 2017-12-24 02:05 | 189
| Waterloo - Mintaro | F1805 | 2017-12-24 12:05 | 207
| Waterloo - Mintaro | F1805 | 2017-12-24 20:05 | 189
| Waterloo - Mintaro | F1805 | 2017-12-25 12:05 | 207
| Waterloo - Mintaro | F1805 | 2017-12-26 06:05 | 189
| Waterloo - Mintaro | F1805 | 2017-12-26 08:05 | 207
| Waterloo - Mintaro | F1805 | 2017-12-26 14:05 | 189
| Waterloo - Mintaro | F1805 | 2017-12-26 22:05 | 183
| Waterloo - Mintaro | F1805 | 2017-12-27 10:05 | 189
| Waterloo - Mintaro | F1805 | 2017-12-27 20:05 | 183
| Waterloo - Mintaro | F1805 | 2017-12-29 00:05 | 189
| Waterloo - Mintaro | F1805 | 2017-12-29 10:05 | 207
| Waterloo - Mintaro | F1805 | 2017-12-29 22:05 | 189
| Waterloo - Mintaro | F1805 | 2017-12-30 12:05 | 207
| Waterloo - Mintaro | F1805 | 2017-12-30 22:05 | 189
| Waterloo - Mintaro | F1805 | 2017-12-31 12:05 | 207
| Waterloo - Mintaro | F1805 | 2017-12-31 22:05 | 189
| Waterloo - Mintaro | F1805 | 2018-01-01 12:05 | 207
| Waterloo - Mintaro | F1805 | 2018-01-01 22:05 | 189
| Waterloo - Mintaro | F1805 | 2018-01-02 12:05 | 207
| Waterloo - Mintaro | F1805 | 2018-01-02 22:05 | 189
| Waterloo - Mintaro | F1805 | 2018-01-03 12:05 | 207
| Waterloo - Mintaro | F1805 | 2018-01-03 22:05 | 189
| Waterloo - Mintaro | F1805 | 2018-01-04 10:05 | 207
| Waterloo - Mintaro | F1805 | 2018-01-04 16:05 | 189
| Waterloo - Mintaro | F1805 | 2018-01-04 18:05 | 183
| Waterloo - Mintaro | F1805 | 2018-01-05 04:05 | 189
| Waterloo - Mintaro | F1805 | 2018-01-05 10:05 | 207
| Waterloo - Mintaro | F1805 | 2018-01-05 12:05 | 189
| Waterloo - Mintaro | F1805 | 2018-01-06 00:05 | 183
| Waterloo - Mintaro | F1805 | 2018-01-06 06:05 | 189
| Waterloo - Mintaro | F1805 | 2018-01-06 22:05 | 183
| Waterloo - Mintaro | F1805 | 2018-01-07 02:05 | 189
| Waterloo - Mintaro | F1805 | 2018-01-07 10:05 | 207
| Waterloo - Mintaro | F1805 | 2018-01-07 16:05 | 189
| Waterloo - Mintaro | F1805 | 2018-01-07 18:05 | 183
| Waterloo - Mintaro | F1805 | 2018-01-08 02:05 | 189
| Waterloo - Mintaro | F1805 | 2018-01-08 10:05 | 207
| Waterloo - Mintaro | F1805 | 2018-01-08 22:05 | 189
| Waterloo - Mintaro | F1805 | 2018-01-09 10:05 | 207
| Waterloo - Mintaro | F1805 | 2018-01-09 22:05 | 189
| Waterloo - Mintaro | F1805 | 2018-01-10 12:05 | 207
| Waterloo - Mintaro | F1805 | 2018-01-11 04:05 | 189
| Waterloo - Mintaro | F1805 | 2018-01-11 08:05 | 207
| Waterloo - Mintaro | F1805 | 2018-01-11 12:05 | 189
| Waterloo - Mintaro | F1805 | 2018-01-11 22:05 | 183
| Waterloo - Mintaro | F1805 | 2018-01-12 22:05 | 189
| Waterloo - Mintaro | F1805 | 2018-01-13 14:05 | 207
| Waterloo - Mintaro | F1805 | 2018-01-13 20:05 | 189
| Waterloo - Mintaro | F1805 | 2018-01-14 14:05 | 207
| Waterloo - Mintaro | F1805 | 2018-01-14 20:05 | 189
| Waterloo - Mintaro | F1805 | 2018-01-15 10:05 | 207
| Waterloo - Mintaro | F1805 | 2018-01-15 22:05 | 189
| Waterloo - Mintaro | F1805 | 2018-01-16 02:05 | 207
| Waterloo - Mintaro | F1805 | 2018-01-16 06:05 | 189
| Waterloo - Mintaro | F1805 | 2018-01-16 10:05 | 207
| Waterloo - Mintaro | F1805 | 2018-01-17 10:05 | 189
| Waterloo - Mintaro | F1805 | 2018-01-18 00:05 | 183
| Waterloo - Mintaro | F1805 | 2018-01-18 10:05 | 189
| Waterloo - Mintaro | F1805 | 2018-01-19 00:05 | 183
| Waterloo - Mintaro | F1805 | 2018-01-19 02:05 | 189
| Waterloo - Mintaro | F1805 | 2018-01-19 04:05 | 183
| Waterloo - Mintaro | F1805 | 2018-01-19 10:05 | 189
| Waterloo - Mintaro | F1805 | 2018-01-20 04:05 | 183
| Waterloo - Mintaro | F1805 | 2018-01-20 10:05 | 189
| Waterloo - Mintaro | F1805 | 2018-01-21 02:05 | 183
| Waterloo - Mintaro | F1805 | 2018-01-21 10:05 | 189
| Waterloo - Mintaro | F1805 | 2018-01-22 00:05 | 183
| Waterloo - Mintaro | F1805 | 2018-01-22 12:05 | 189
| Waterloo - Mintaro | F1805 | 2018-01-22 18:05 | 183
| Waterloo - Mintaro | F1805 | 2018-01-22 22:05 | 189
| Waterloo - Mintaro | F1805 | 2018-01-23 10:05 | 207
| Waterloo - Mintaro | F1805 | 2018-01-24 00:05 | 189
| Waterloo - Mintaro | F1805 | 2018-01-24 10:05 | 207
| Waterloo - Mintaro | F1805 | 2018-01-24 14:05 | 189
| Waterloo - Mintaro | F1805 | 2018-01-24 20:05 | 183
| Waterloo - Mintaro | F1805 | 2018-01-25 02:05 | 189
| Waterloo - Mintaro | F1805 | 2018-01-25 12:40 | 207
| Waterloo - Mintaro | F1805 | 2018-01-25 22:05 | 183
| Waterloo - Mintaro | F1805 | 2018-01-26 16:05 | 189
| Waterloo - Mintaro | F1805 | 2018-01-26 22:05 | 183
| Waterloo - Mintaro | F1805 | 2018-01-27 10:05 | 189
| Waterloo - Mintaro | F1805 | 2018-01-28 22:05 | 183
| Waterloo - Mintaro | F1805 | 2018-01-29 18:05 | 189
| Waterloo - Mintaro | F1805 | 2018-02-01 14:05 | 207
| Waterloo - Mintaro | F1805 | 2018-02-01 20:05 | 189
| Waterloo - Mintaro | F1805 | 2018-02-02 12:05 | 207
| Waterloo - Mintaro | F1805 | 2018-02-03 04:05 | 189
| Waterloo - Mintaro | F1805 | 2018-02-03 06:05 | 207
| Waterloo - Mintaro | F1805 | 2018-02-03 14:05 | 189
| Waterloo - Mintaro | F1805 | 2018-02-03 18:05 | 183
| Waterloo - Mintaro | F1805 | 2018-02-04 12:05 | 189
| Waterloo - Mintaro | F1805 | 2018-02-04 22:05 | 183
| Waterloo - Mintaro | F1805 | 2018-02-05 12:05 | 189
| Waterloo - Mintaro | F1805 | 2018-02-05 22:05 | 183
| Waterloo - Mintaro | F1805 | 2018-02-06 12:05 | 189
| Waterloo - Mintaro | F1805 | 2018-02-06 22:05 | 183
| Waterloo - Mintaro | F1805 | 2018-02-07 12:30 | 189
| Waterloo - Mintaro | F1805 | 2018-02-08 00:05 | 183
| Waterloo - Mintaro | F1805 | 2018-02-08 12:05 | 189
| Waterloo - Mintaro | F1805 | 2018-02-08 22:05 | 183
| Waterloo - Mintaro | F1805 | 2018-02-09 12:05 | 189
| Waterloo - Mintaro | F1805 | 2018-02-10 00:05 | 183
| Waterloo - Mintaro | F1805 | 2018-02-10 12:05 | 189
| Waterloo - Mintaro | F1805 | 2018-02-10 14:05 | 183
| Waterloo - Mintaro | F1805 | 2018-02-11 00:05 | 189
| Waterloo - Mintaro | F1805 | 2018-02-11 12:05 | 207
| Waterloo - Mintaro | F1805 | 2018-02-11 22:05 | 189
| Waterloo - Mintaro | F1805 | 2018-02-12 12:05 | 207
| Waterloo - Mintaro | F1805 | 2018-02-12 22:05 | 189
| Waterloo - Mintaro | F1805 | 2018-02-13 12:05 | 207
| Waterloo - Mintaro | F1805 | 2018-02-14 08:05 | 189
| Waterloo - Mintaro | F1805 | 2018-02-14 10:05 | 207
| Waterloo - Mintaro | F1805 | 2018-02-14 22:05 | 189
| Waterloo - Mintaro | F1805 | 2018-02-15 12:10 | 207
| Waterloo - Mintaro | F1805 | 2018-02-15 20:05 | 189
| Waterloo - Mintaro | F1805 | 2018-02-16 12:05 | 207
| Waterloo - Mintaro | F1805 | 2018-02-16 22:05 | 189
| Waterloo - Mintaro | F1805 | 2018-02-17 12:05 | 207
| Waterloo - Mintaro | F1805 | 2018-02-18 00:05 | 189
| Waterloo - Mintaro | F1805 | 2018-02-18 10:05 | 207
| Waterloo - Mintaro | F1805 | 2018-02-18 22:05 | 189
| Waterloo - Mintaro | F1805 | 2018-02-19 12:05 | 207
| Waterloo - Mintaro | F1805 | 2018-02-20 14:05 | 189
| Waterloo - Mintaro | F1805 | 2018-02-20 20:05 | 183
| Waterloo - Mintaro | F1805 | 2018-02-21 12:55 | 189
| Waterloo - Mintaro | F1805 | 2018-02-21 14:05 | 183
| Waterloo - Mintaro | F1805 | 2018-02-23 10:05 | 189
| Waterloo - Mintaro | F1805 | 2018-02-23 12:05 | 183
| Waterloo - Mintaro | F1805 | 2018-02-23 14:05 | 189
| Waterloo - Mintaro | F1805 | 2018-02-23 20:05 | 183
| Waterloo - Mintaro | F1805 | 2018-02-24 22:05 | 189
| Waterloo - Mintaro | F1805 | 2018-02-25 16:05 | 207
| Waterloo - Mintaro | F1805 | 2018-02-25 20:05 | 189
| Waterloo - Mintaro | F1805 | 2018-02-26 12:05 | 207
| Waterloo - Mintaro | F1805 | 2018-02-27 02:05 | 189
| Waterloo - Mintaro | F1805 | 2018-02-27 10:05 | 207
| Waterloo - Mintaro | F1805 | 2018-02-27 14:05 | 189
| Waterloo - Mintaro | F1805 | 2018-02-27 22:05 | 183
| Waterloo - Mintaro | F1805 | 2018-02-28 06:05 | 189
| Waterloo - Mintaro | F1805 | 2018-02-28 12:05 | 207
| Waterloo - Mintaro | F1805 | 2018-02-28 22:05 | 189
| Waterloo - Mintaro | F1805 | 2018-03-01 12:05 | 207
| Waterloo - Mintaro | F1805 | 2018-03-02 16:05 | 189
| Waterloo - Mintaro | F1805 | 2018-03-02 20:05 | 183
| Waterloo - Mintaro | F1805 | 2018-03-03 02:05 | 189
| Waterloo - Mintaro | F1805 | 2018-03-03 10:05 | 207
| Waterloo - Mintaro | F1805 | 2018-03-03 22:05 | 189
| Waterloo - Mintaro | F1805 | 2018-03-04 12:05 | 207
| Waterloo - Mintaro | F1805 | 2018-03-04 20:05 | 189
| Waterloo - Mintaro | F1805 | 2018-03-05 16:05 | 207
| Waterloo - Mintaro | F1805 | 2018-03-05 20:05 | 189
| Waterloo - Mintaro | F1805 | 2018-03-06 14:05 | 207
| Waterloo - Mintaro | F1805 | 2018-03-06 22:05 | 189
| Waterloo - Mintaro | F1805 | 2018-03-07 06:05 | 207
| Waterloo - Mintaro | F1805 | 2018-03-07 14:05 | 189
| Waterloo - Mintaro | F1805 | 2018-03-07 20:05 | 183
| Waterloo - Mintaro | F1805 | 2018-03-08 14:05 | 189
| Waterloo - Mintaro | F1805 | 2018-03-08 20:05 | 183
| Waterloo - Mintaro | F1805 | 2018-03-09 12:05 | 189
| Waterloo - Mintaro | F1805 | 2018-03-09 22:05 | 183
| Waterloo - Mintaro | F1805 | 2018-03-10 12:05 | 189
| Waterloo - Mintaro | F1805 | 2018-03-10 22:05 | 183
| Waterloo - Mintaro | F1805 | 2018-03-11 06:05 | 189
| Waterloo - Mintaro | F1805 | 2018-03-11 08:05 | 207
| Waterloo - Mintaro | F1805 | 2018-03-11 14:05 | 189
| Waterloo - Mintaro | F1805 | 2018-03-11 18:05 | 183
| Waterloo - Mintaro | F1805 | 2018-03-11 22:05 | 189
| Waterloo - Mintaro | F1805 | 2018-03-12 14:05 | 207
| Waterloo - Mintaro | F1805 | 2018-03-12 20:05 | 189
| Waterloo - Mintaro | F1805 | 2018-03-13 14:05 | 207
| Waterloo - Mintaro | F1805 | 2018-03-13 20:05 | 189
| Waterloo - Mintaro | F1805 | 2018-03-14 12:05 | 207
| Waterloo - Mintaro | F1805 | 2018-03-14 20:05 | 189
| Waterloo - Mintaro | F1805 | 2018-03-15 14:05 | 207
| Waterloo - Mintaro | F1805 | 2018-03-15 20:05 | 189
| Waterloo - Mintaro | F1805 | 2018-03-16 12:05 | 207
| Waterloo - Mintaro | F1805 | 2018-03-16 16:05 | 189
| Waterloo - Mintaro | F1805 | 2018-03-17 06:05 | 207
| Waterloo - Mintaro | F1805 | 2018-03-18 02:05 | 189
| Waterloo - Mintaro | F1805 | 2018-03-18 16:05 | 207
| Waterloo - Mintaro | F1805 | 2018-03-18 18:05 | 189
| Waterloo - Mintaro | F1805 | 2018-03-19 13:20 | 207
| Waterloo - Mintaro | F1805 | 2018-03-19 20:05 | 189
| Waterloo - Mintaro | F1805 | 2018-03-21 14:05 | 207
| Waterloo - Mintaro | F1805 | 2018-03-21 20:05 | 189
| Waterloo - Mintaro | F1805 | 2018-03-22 10:20 | 207
| Waterloo - Mintaro | F1805 | 2018-03-22 10:45 | 189
| Waterloo - Mintaro | F1805 | 2018-03-22 11:30 | 207
| Waterloo - Mintaro | F1805 | 2018-03-23 06:05 | 189
| Waterloo - Mintaro | F1805 | 2018-03-23 10:05 | 207
| Waterloo - Mintaro | F1805 | 2018-03-23 14:05 | 189
| Waterloo - Mintaro | F1805 | 2018-03-23 20:05 | 183
| Waterloo - Mintaro | F1805 | 2018-03-24 14:05 | 189
| Waterloo - Mintaro | F1805 | 2018-03-24 18:05 | 183
| Waterloo - Mintaro | F1805 | 2018-03-25 00:05 | 189
| Waterloo - Mintaro | F1805 | 2018-03-25 16:05 | 207
| Waterloo - Mintaro | F1805 | 2018-03-25 18:05 | 189
| Waterloo - Mintaro | F1805 | 2018-03-27 12:05 | 207
| Waterloo - Mintaro | F1805 | 2018-03-28 04:05 | 189
| Waterloo - Mintaro | F1805 | 2018-03-28 12:05 | 207
| Waterloo - Mintaro | F1805 | 2018-03-28 20:05 | 189
| Waterloo - Mintaro | F1805 | 2018-03-29 14:05 | 207
| Waterloo - Mintaro | F1805 | 2018-03-29 20:05 | 189
| Waterloo - Mintaro | F1805 | 2018-03-30 14:05 | 207
| Waterloo - Mintaro | F1805 | 2018-03-30 20:05 | 189
| Waterloo - Mintaro | F1805 | 2018-03-31 12:05 | 207
| Waterloo - Mintaro | F1805 | 2018-03-31 22:05 | 189
| Waterloo - Mintaro | F1805 | 2018-04-01 12:05 | 207
| Waterloo - Mintaro | F1805 | 2018-04-02 00:05 | 189
| Waterloo - Mintaro | F1805 | 2018-04-02 14:05 | 207
| Waterloo - Mintaro | F1805 | 2018-04-02 20:05 | 189
| Waterloo - Mintaro | F1805 | 2018-04-03 14:05 | 207
| Waterloo - Mintaro | F1805 | 2018-04-03 20:05 | 189
| Waterloo - Mintaro | F1805 | 2018-04-04 12:05 | 207
| Waterloo - Mintaro | F1805 | 2018-04-04 22:05 | 189
| Waterloo - Mintaro | F1805 | 2018-04-05 12:05 | 207
| Waterloo - Mintaro | F1805 | 2018-04-05 20:05 | 189
| Waterloo - Mintaro | F1805 | 2018-04-06 14:05 | 207
| Waterloo - Mintaro | F1805 | 2018-04-06 22:05 | 189
| Waterloo - Mintaro | F1805 | 2018-04-07 12:05 | 207
| Waterloo - Mintaro | F1805 | 2018-04-08 00:05 | 189
| Waterloo - Mintaro | F1805 | 2018-04-08 10:05 | 207
| Waterloo - Mintaro | F1805 | 2018-04-08 14:05 | 189
| Waterloo - Mintaro | F1805 | 2018-04-08 20:05 | 183
| Waterloo - Mintaro | F1805 | 2018-04-09 12:05 | 189
| Waterloo - Mintaro | F1805 | 2018-04-09 22:05 | 183
| Waterloo - Mintaro | F1805 | 2018-04-10 12:05 | 189
| Waterloo - Mintaro | F1805 | 2018-04-10 20:05 | 183
| Waterloo - Mintaro | F1805 | 2018-04-11 04:05 | 189
| Waterloo - Mintaro | F1805 | 2018-04-11 06:05 | 207
| Waterloo - Mintaro | F1805 | 2018-04-11 12:05 | 189
| Waterloo - Mintaro | F1805 | 2018-04-12 00:05 | 183
| Waterloo - Mintaro | F1805 | 2018-04-12 04:05 | 189
| Waterloo - Mintaro | F1805 | 2018-04-12 16:05 | 207
| Waterloo - Mintaro | F1805 | 2018-04-12 20:05 | 189
| Waterloo - Mintaro | F1805 | 2018-04-17 16:05 | 207
| Waterloo - Mintaro | F1805 | 2018-04-17 18:05 | 189
| Waterloo - Mintaro | F1805 | 2018-04-18 12:05 | 207
| Waterloo - Mintaro | F1805 | 2018-04-19 08:00 | 189
| Waterloo - Mintaro | F1805 | 2018-04-19 14:25 | 207
| Waterloo - Mintaro | F1805 | 2018-04-20 08:05 | 189
| Waterloo - Mintaro | F1805 | 2018-04-20 10:05 | 207
| Waterloo - Mintaro | F1805 | 2018-04-21 04:05 | 189
| Waterloo - Mintaro | F1805 | 2018-04-21 06:05 | 207
| Waterloo - Mintaro | F1805 | 2018-04-21 08:05 | 189
| Waterloo - Mintaro | F1805 | 2018-04-21 10:05 | 207
| Waterloo - Mintaro | F1805 | 2018-04-21 16:05 | 189
| Waterloo - Mintaro | F1805 | 2018-04-21 18:05 | 183
| Waterloo - Mintaro | F1805 | 2018-04-22 02:05 | 189
| Waterloo - Mintaro | F1805 | 2018-04-22 12:05 | 207
| Waterloo - Mintaro | F1805 | 2018-04-22 16:05 | 189
| Waterloo - Mintaro | F1805 | 2018-04-22 18:05 | 183
| Waterloo - Mintaro | F1805 | 2018-04-24 02:05 | 189
| Waterloo - Mintaro | F1805 | 2018-04-24 04:05 | 207
| Waterloo - Mintaro | F1805 | 2018-04-24 12:05 | 189
| Waterloo - Mintaro | F1805 | 2018-04-24 14:05 | 207
| Waterloo - Mintaro | F1805 | 2018-04-24 20:05 | 189
| Waterloo - Mintaro | F1805 | 2018-04-25 14:05 | 207
| Waterloo - Mintaro | F1805 | 2018-04-25 20:05 | 189
| Waterloo - Mintaro | F1805 | 2018-04-26 14:05 | 207
| Waterloo - Mintaro | F1805 | 2018-04-26 18:05 | 189
| Waterloo - Mintaro | F1805 | 2018-04-27 14:05 | 207
| Waterloo - Mintaro | F1805 | 2018-04-27 20:05 | 189
| Waterloo - Mintaro | F1805 | 2018-04-28 12:05 | 207
| Waterloo - Mintaro | F1805 | 2018-04-28 18:05 | 189
| Waterloo - Mintaro | F1805 | 2018-04-29 14:05 | 207
| Waterloo - Mintaro | F1805 | 2018-04-29 18:05 | 189
| Waterloo - Mintaro | F1805 | 2018-04-30 14:05 | 207
| Waterloo - Mintaro | F1805 | 2018-04-30 20:05 | 189
| Waterloo - Mintaro | F1805 | 2018-05-01 14:05 | 207
| Waterloo - Mintaro | F1805 | 2018-05-01 20:05 | 189
| Waterloo - Mintaro | F1805 | 2018-05-02 12:05 | 207
| Waterloo - Mintaro | F1805 | 2018-05-03 02:05 | 189
| Waterloo - Mintaro | F1805 | 2018-05-26 15:05 | 207
| Waterloo - Mintaro | F1805 | 2018-05-26 19:05 | 189
| Waterloo - Mintaro | F1805 | 2018-07-27 15:05 | 207
| Waterloo - Mintaro | F1805 | 2018-07-27 17:05 | 189
| Waterloo - Mintaro | F1805 | 2018-08-02 15:05 | 207
| Waterloo - Mintaro | F1805 | 2018-08-02 17:05 | 189
| Waterloo - Mintaro | F1805 | 2018-08-29 15:05 | 207
| Waterloo - Mintaro | F1805 | 2018-08-30 01:05 | 189
| Waterloo - Mintaro | F1805 | 2018-08-30 03:05 | 207
| Waterloo - Mintaro | F1805 | 2018-08-30 05:05 | 189
| Waterloo - Mintaro | F1805 | 2018-09-10 15:05 | 207
| Waterloo - Mintaro | F1805 | 2018-09-10 21:05 | 189
| Waterloo - Mintaro | F1805 | 2018-09-11 11:05 | 207
| Waterloo - Mintaro | F1805 | 2018-09-11 17:05 | 189
| Waterloo - Mintaro | F1805 | 2018-09-14 13:05 | 207
| Waterloo - Mintaro | F1805 | 2018-09-14 21:05 | 189
| Waterloo - Mintaro | F1805 | 2018-09-22 13:05 | 207
| Waterloo - Mintaro | F1805 | 2018-09-22 19:05 | 189
| Waterloo - Mintaro | F1805 | 2018-09-26 15:05 | 207
| Waterloo - Mintaro | F1805 | 2018-09-26 21:05 | 189
| Waterloo - Mintaro | F1805 | 2018-09-30 17:05 | 207
| Waterloo - Mintaro | F1805 | 2018-09-30 21:05 | 189
| Waterloo - Mintaro | F1805 | 2018-10-01 11:05 | 207
| Waterloo - Mintaro | F1805 | 2018-10-02 03:05 | 189
| Waterloo - Mintaro | F1805 | 2018-10-02 11:05 | 207
| Waterloo - Mintaro | F1805 | 2018-10-02 23:05 | 189
| Waterloo - Mintaro | F1805 | 2018-10-06 15:05 | 207
| Waterloo - Mintaro | F1805 | 2018-10-06 21:05 | 189
| Waterloo - Mintaro | F1805 | 2018-10-07 12:05 | 207
| Waterloo - Mintaro | F1805 | 2018-10-08 18:05 | 189
| Waterloo - Mintaro | F1805 | 2018-10-11 16:05 | 207
| Waterloo - Mintaro | F1805 | 2018-10-11 20:05 | 189
| Waterloo - Mintaro | F1805 | 2018-10-12 12:05 | 207
| Waterloo - Mintaro | F1805 | 2018-10-12 22:05 | 189
| Waterloo - Mintaro | F1805 | 2018-10-13 10:05 | 207
| Waterloo - Mintaro | F1805 | 2018-10-14 20:05 | 189
| Waterloo - Mintaro | F1805 | 2018-10-15 00:05 | 207
| Waterloo - Mintaro | F1805 | 2018-10-15 20:05 | 189
| Waterloo - Mintaro | F1805 | 2018-10-19 08:05 | 207
| Waterloo - Mintaro | F1805 | 2018-10-19 18:05 | 189
| Waterloo - Mintaro | F1805 | 2018-10-21 16:05 | 207
| Waterloo - Mintaro | F1805 | 2018-10-21 22:05 | 189
| Waterloo - Mintaro | F1805 | 2018-10-22 10:05 | 207
| Waterloo - Mintaro | F1805 | 2018-10-22 20:05 | 189
| Waterloo - Mintaro | F1805 | 2018-10-24 18:05 | 207
| Waterloo - Mintaro | F1805 | 2018-10-24 20:05 | 189
| Waterloo - Mintaro | F1805 | 2018-10-25 10:40 | 207
| Waterloo - Mintaro | F1805 | 2018-10-25 20:05 | 189
| Waterloo - Mintaro | F1805 | 2018-10-26 14:05 | 207
| Waterloo - Mintaro | F1805 | 2018-10-26 20:05 | 189
| Waterloo - Mintaro | F1805 | 2018-10-27 12:05 | 207
| Waterloo - Mintaro | F1805 | 2018-10-27 20:05 | 189
| Waterloo - Mintaro | F1805 | 2018-10-28 14:05 | 207
| Waterloo - Mintaro | F1805 | 2018-10-28 20:05 | 189
| Waterloo - Mintaro | F1805 | 2018-10-29 14:05 | 207
| Waterloo - Mintaro | F1805 | 2018-10-29 20:05 | 189
| Waterloo - Mintaro | F1805 | 2018-10-30 10:05 | 207
| Waterloo - Mintaro | F1805 | 2018-10-30 22:05 | 189
| Waterloo - Mintaro | F1805 | 2018-10-31 10:05 | 207
| Waterloo - Mintaro | F1805 | 2018-10-31 14:05 | 189
| Waterloo - Mintaro | F1805 | 2018-10-31 22:05 | 183
| Waterloo - Mintaro | F1805 | 2018-11-01 12:05 | 189
| Waterloo - Mintaro | F1805 | 2018-11-01 22:05 | 183
| Waterloo - Mintaro | F1805 | 2018-11-02 20:05 | 189
| Waterloo - Mintaro | F1805 | 2018-11-03 14:05 | 207
| Waterloo - Mintaro | F1805 | 2018-11-03 18:05 | 189
| Waterloo - Mintaro | F1805 | 2018-11-04 10:05 | 207
| Waterloo - Mintaro | F1805 | 2018-11-04 22:05 | 189
| Waterloo - Mintaro | F1805 | 2018-11-05 12:05 | 207
| Waterloo - Mintaro | F1805 | 2018-11-06 00:05 | 189
| Waterloo - Mintaro | F1805 | 2018-11-09 14:05 | 207
| Waterloo - Mintaro | F1805 | 2018-11-09 22:05 | 189
| Waterloo - Mintaro | F1805 | 2018-11-10 12:05 | 207
| Waterloo - Mintaro | F1805 | 2018-11-10 22:05 | 189
| Waterloo - Mintaro | F1805 | 2018-11-11 10:05 | 207
| Waterloo - Mintaro | F1805 | 2018-11-11 16:05 | 189
| Waterloo - Mintaro | F1805 | 2018-11-11 20:05 | 183
| Waterloo - Mintaro | F1805 | 2018-11-12 12:05 | 189
| Waterloo - Mintaro | F1805 | 2018-11-12 18:05 | 183
| Waterloo - Mintaro | F1805 | 2018-11-13 20:05 | 189
| Waterloo - Mintaro | F1805 | 2018-11-14 16:05 | 207
| Waterloo - Mintaro | F1805 | 2018-11-14 20:05 | 189
| Waterloo - Mintaro | F1805 | 2018-11-15 14:05 | 207
| Waterloo - Mintaro | F1805 | 2018-11-15 20:05 | 189
| Waterloo - Mintaro | F1805 | 2018-11-16 12:05 | 207
| Waterloo - Mintaro | F1805 | 2018-11-16 20:05 | 189
| Waterloo - Mintaro | F1805 | 2018-11-17 14:05 | 207
| Waterloo - Mintaro | F1805 | 2018-11-17 20:05 | 189
| Waterloo - Mintaro | F1805 | 2018-11-18 10:05 | 207
| Waterloo - Mintaro | F1805 | 2018-11-19 12:05 | 189
| Waterloo - Mintaro | F1805 | 2018-11-19 20:05 | 183
| Waterloo - Mintaro | F1805 | 2018-11-20 02:05 | 189
| Waterloo - Mintaro | F1805 | 2018-11-25 12:05 | 207
| Waterloo - Mintaro | F1805 | 2018-11-25 20:05 | 189
| Waterloo - Mintaro | F1805 | 2018-11-26 14:05 | 207
| Waterloo - Mintaro | F1805 | 2018-11-26 20:05 | 189
| Waterloo - Mintaro | F1805 | 2018-11-29 14:05 | 207
| Waterloo - Mintaro | F1805 | 2018-11-29 22:05 | 189
| Waterloo - Mintaro | F1805 | 2018-11-30 12:05 | 207
| Waterloo - Mintaro | F1805 | 2018-12-01 00:05 | 189
| Waterloo - Mintaro | F1805 | 2018-12-01 04:05 | 207
| Waterloo - Mintaro | F1805 | 2018-12-01 12:05 | 189
| Waterloo - Mintaro | F1805 | 2018-12-01 14:05 | 183
| Waterloo - Mintaro | F1805 | 2018-12-01 20:05 | 189
| Waterloo - Mintaro | F1805 | 2018-12-03 12:05 | 207
| Waterloo - Mintaro | F1805 | 2018-12-03 22:05 | 189
| Waterloo - Mintaro | F1805 | 2018-12-04 14:05 | 207
| Waterloo - Mintaro | F1805 | 2018-12-05 14:05 | 189
| Waterloo - Mintaro | F1805 | 2018-12-05 22:05 | 183
| Waterloo - Mintaro | F1805 | 2018-12-06 10:05 | 189
| Waterloo - Mintaro | F1805 | 2018-12-06 22:05 | 183
| Waterloo - Mintaro | F1805 | 2018-12-07 08:05 | 189
| Waterloo - Mintaro | F1805 | 2018-12-07 22:05 | 183
| Waterloo - Mintaro | F1805 | 2018-12-08 20:05 | 189
| Waterloo - Mintaro | F1805 | 2018-12-09 10:05 | 207
| Waterloo - Mintaro | F1805 | 2018-12-09 14:05 | 189
| Waterloo - Mintaro | F1805 | 2018-12-09 18:05 | 183
| Waterloo - Mintaro | F1805 | 2018-12-10 00:05 | 189
| Waterloo - Mintaro | F1805 | 2018-12-10 10:05 | 207
| Waterloo - Mintaro | F1805 | 2018-12-10 22:05 | 189
| Waterloo - Mintaro | F1805 | 2018-12-11 08:05 | 207
| Waterloo - Mintaro | F1805 | 2018-12-11 14:05 | 189
| Waterloo - Mintaro | F1805 | 2018-12-11 20:05 | 183
| Waterloo - Mintaro | F1805 | 2018-12-12 12:05 | 189
| Waterloo - Mintaro | F1805 | 2018-12-12 18:05 | 183
| Waterloo - Mintaro | F1805 | 2018-12-13 00:05 | 189
| Waterloo - Mintaro | F1805 | 2018-12-14 13:10 | 207
| Waterloo - Mintaro | F1805 | 2018-12-14 18:05 | 189
| Waterloo - Mintaro | F1805 | 2018-12-15 10:05 | 207
| Waterloo - Mintaro | F1805 | 2018-12-15 22:05 | 189
| Waterloo - Mintaro | F1805 | 2018-12-16 14:05 | 207
| Waterloo - Mintaro | F1805 | 2018-12-16 22:05 | 189
| Waterloo - Mintaro | F1805 | 2018-12-17 12:05 | 207
| Waterloo - Mintaro | F1805 | 2018-12-19 16:05 | 189
| Waterloo - Mintaro | F1805 | 2018-12-19 20:05 | 183
| Waterloo - Mintaro | F1805 | 2018-12-20 06:05 | 189
| Waterloo - Mintaro | F1805 | 2018-12-20 10:05 | 207
| Waterloo - Mintaro | F1805 | 2018-12-20 20:05 | 189
| Waterloo - Mintaro | F1805 | 2018-12-21 14:05 | 207
| Waterloo - Mintaro | F1805 | 2018-12-21 20:05 | 189
| Waterloo - Mintaro | F1805 | 2018-12-22 12:05 | 207
| Waterloo - Mintaro | F1805 | 2018-12-22 20:05 | 189
| Waterloo - Mintaro | F1805 | 2018-12-23 10:05 | 207
| Waterloo - Mintaro | F1805 | 2018-12-24 02:05 | 189
| Waterloo - Mintaro | F1805 | 2018-12-24 10:05 | 207
| Waterloo - Mintaro | F1805 | 2018-12-24 12:05 | 189
| Waterloo - Mintaro | F1805 | 2018-12-24 22:05 | 183
| Waterloo - Mintaro | F1805 | 2018-12-25 06:05 | 189
| Waterloo - Mintaro | F1805 | 2018-12-25 08:05 | 207
| Waterloo - Mintaro | F1805 | 2018-12-25 12:05 | 189
| Waterloo - Mintaro | F1805 | 2018-12-25 22:05 | 183
| Waterloo - Mintaro | F1805 | 2018-12-26 10:05 | 189
| Waterloo - Mintaro | F1805 | 2018-12-26 22:05 | 183
| Waterloo - Mintaro | F1805 | 2018-12-27 10:05 | 189
| Waterloo - Mintaro | F1805 | 2018-12-27 22:05 | 183
| Waterloo - Mintaro | F1805 | 2018-12-28 10:05 | 189
| Waterloo - Mintaro | F1805 | 2018-12-28 20:05 | 183
| Waterloo - Mintaro | F1805 | 2018-12-30 04:05 | 189
| Waterloo - Mintaro | F1805 | 2018-12-30 10:05 | 207
| Waterloo - Mintaro | F1805 | 2018-12-31 00:05 | 189
| Waterloo - Mintaro | F1805 | 2018-12-31 10:05 | 207
| Waterloo - Mintaro | F1805 | 2019-01-01 | 189
| Waterloo - Mintaro | F1805 | 2019-01-01 10:05 | 207
| Waterloo - Mintaro | F1805 | 2019-01-01 16:05 | 189
| Waterloo - Mintaro | F1805 | 2019-01-01 18:05 | 183
| Waterloo - Mintaro | F1805 | 2019-01-02 04:05 | 189
| Waterloo - Mintaro | F1805 | 2019-01-02 10:05 | 207
| Waterloo - Mintaro | F1805 | 2019-01-02 14:05 | 189
| Waterloo - Mintaro | F1805 | 2019-01-02 20:05 | 183
| Waterloo - Mintaro | F1805 | 2019-01-03 10:05 | 189
| Waterloo - Mintaro | F1805 | 2019-01-04 08:05 | 183
| Waterloo - Mintaro | F1805 | 2019-01-04 22:05 | 189
| Waterloo - Mintaro | F1805 | 2019-01-05 10:05 | 207
| Waterloo - Mintaro | F1805 | 2019-01-05 22:05 | 189
| Waterloo - Mintaro | F1805 | 2019-01-06 10:05 | 207
| Waterloo - Mintaro | F1805 | 2019-01-06 22:05 | 189
| Waterloo - Mintaro | F1805 | 2019-01-07 12:05 | 207
| Waterloo - Mintaro | F1805 | 2019-01-08 00:05 | 189
| Waterloo - Mintaro | F1805 | 2019-01-08 10:05 | 207
| Waterloo - Mintaro | F1805 | 2019-01-08 22:05 | 189
| Waterloo - Mintaro | F1805 | 2019-01-09 12:05 | 207
| Waterloo - Mintaro | F1805 | 2019-01-09 20:05 | 189
| Waterloo - Mintaro | F1805 | 2019-01-10 12:05 | 207
| Waterloo - Mintaro | F1805 | 2019-01-11 12:05 | 189
| Waterloo - Mintaro | F1805 | 2019-01-12 02:05 | 183
| Waterloo - Mintaro | F1805 | 2019-01-12 14:05 | 189
| Waterloo - Mintaro | F1805 | 2019-01-12 16:05 | 183
| Waterloo - Mintaro | F1805 | 2019-01-13 02:05 | 189
| Waterloo - Mintaro | F1805 | 2019-01-13 10:05 | 207
| Waterloo - Mintaro | F1805 | 2019-01-13 14:05 | 189
| Waterloo - Mintaro | F1805 | 2019-01-13 20:05 | 183
| Waterloo - Mintaro | F1805 | 2019-01-14 06:05 | 189
| Waterloo - Mintaro | F1805 | 2019-01-14 08:05 | 207
| Waterloo - Mintaro | F1805 | 2019-01-14 09:50 | 189
| Waterloo - Mintaro | F1805 | 2019-01-15 00:05 | 183
| Waterloo - Mintaro | F1805 | 2019-01-15 10:05 | 189
| Waterloo - Mintaro | F1805 | 2019-01-16 00:05 | 183
| Waterloo - Mintaro | F1805 | 2019-01-16 12:05 | 189
| Waterloo - Mintaro | F1805 | 2019-01-17 00:05 | 183
| Waterloo - Mintaro | F1805 | 2019-01-17 10:05 | 189
| Waterloo - Mintaro | F1805 | 2019-01-18 02:05 | 183
| Waterloo - Mintaro | F1805 | 2019-01-19 00:05 | 189
| Waterloo - Mintaro | F1805 | 2019-01-19 10:05 | 207
| Waterloo - Mintaro | F1805 | 2019-01-19 22:05 | 189
| Waterloo - Mintaro | F1805 | 2019-01-20 10:05 | 207
| Waterloo - Mintaro | F1805 | 2019-01-20 14:05 | 189
| Waterloo - Mintaro | F1805 | 2019-01-20 20:05 | 183
| Waterloo - Mintaro | F1805 | 2019-01-21 12:05 | 189
| Waterloo - Mintaro | F1805 | 2019-01-21 22:05 | 183
| Waterloo - Mintaro | F1805 | 2019-01-22 12:05 | 189
| Waterloo - Mintaro | F1805 | 2019-01-23 00:05 | 183
| Waterloo - Mintaro | F1805 | 2019-01-23 10:05 | 189
| Waterloo - Mintaro | F1805 | 2019-01-25 04:05 | 183
| Waterloo - Mintaro | F1805 | 2019-01-26 04:05 | 189
| Waterloo - Mintaro | F1805 | 2019-01-26 10:05 | 207
| Waterloo - Mintaro | F1805 | 2019-01-27 02:05 | 189
| Waterloo - Mintaro | F1805 | 2019-01-27 10:05 | 207
| Waterloo - Mintaro | F1805 | 2019-01-28 00:05 | 189
| Waterloo - Mintaro | F1805 | 2019-01-28 10:05 | 207
| Waterloo - Mintaro | F1805 | 2019-01-29 00:05 | 189
| Waterloo - Mintaro | F1805 | 2019-01-29 10:05 | 207
| Waterloo - Mintaro | F1805 | 2019-01-29 14:05 | 189
| Waterloo - Mintaro | F1805 | 2019-01-29 20:05 | 183
| Waterloo - Mintaro | F1805 | 2019-01-30 04:05 | 189
| Waterloo - Mintaro | F1805 | 2019-01-30 08:05 | 207
| Waterloo - Mintaro | F1805 | 2019-01-30 12:05 | 189
| Waterloo - Mintaro | F1805 | 2019-01-30 20:05 | 183
| Waterloo - Mintaro | F1805 | 2019-01-31 02:05 | 189
| Waterloo - Mintaro | F1805 | 2019-01-31 12:20 | 207
| Waterloo - Mintaro | F1805 | 2019-01-31 20:05 | 189
| Waterloo - Mintaro | F1805 | 2019-02-01 12:05 | 207
| Waterloo - Mintaro | F1805 | 2019-02-02 06:05 | 189
| Waterloo - Mintaro | F1805 | 2019-02-02 10:05 | 207
| Waterloo - Mintaro | F1805 | 2019-02-02 12:05 | 189
| Waterloo - Mintaro | F1805 | 2019-02-03 00:05 | 183
| Waterloo - Mintaro | F1805 | 2019-02-03 10:05 | 189
| Waterloo - Mintaro | F1805 | 2019-02-03 20:05 | 183
| Waterloo - Mintaro | F1805 | 2019-02-04 04:05 | 189
| Waterloo - Mintaro | F1805 | 2019-02-04 10:05 | 207
| Waterloo - Mintaro | F1805 | 2019-02-04 22:05 | 189
| Waterloo - Mintaro | F1805 | 2019-02-05 12:05 | 207
| Waterloo - Mintaro | F1805 | 2019-02-05 16:05 | 189
| Waterloo - Mintaro | F1805 | 2019-02-05 18:05 | 183
| Waterloo - Mintaro | F1805 | 2019-02-06 16:05 | 189
| Waterloo - Mintaro | F1805 | 2019-02-06 20:05 | 183
| Waterloo - Mintaro | F1805 | 2019-02-07 06:05 | 189
| Waterloo - Mintaro | F1805 | 2019-02-07 08:05 | 207
| Waterloo - Mintaro | F1805 | 2019-02-07 14:05 | 189
| Waterloo - Mintaro | F1805 | 2019-02-07 18:05 | 183
| Waterloo - Mintaro | F1805 | 2019-02-08 00:05 | 189
| Waterloo - Mintaro | F1805 | 2019-02-08 12:05 | 207
| Waterloo - Mintaro | F1805 | 2019-02-08 22:05 | 189
| Waterloo - Mintaro | F1805 | 2019-02-09 12:05 | 207
| Waterloo - Mintaro | F1805 | 2019-02-09 20:05 | 189
| Waterloo - Mintaro | F1805 | 2019-02-10 14:05 | 207
| Waterloo - Mintaro | F1805 | 2019-02-10 22:05 | 189
| Waterloo - Mintaro | F1805 | 2019-02-11 00:05 | 207
| Waterloo - Mintaro | F1805 | 2019-02-11 02:05 | 189
| Waterloo - Mintaro | F1805 | 2019-02-11 12:05 | 207
| Waterloo - Mintaro | F1805 | 2019-02-12 02:05 | 189
| Waterloo - Mintaro | F1805 | 2019-02-13 14:05 | 207
| Waterloo - Mintaro | F1805 | 2019-02-13 20:05 | 189
| Waterloo - Mintaro | F1805 | 2019-02-14 14:05 | 207
| Waterloo - Mintaro | F1805 | 2019-02-14 22:05 | 189
| Waterloo - Mintaro | F1805 | 2019-02-15 10:05 | 207
| Waterloo - Mintaro | F1805 | 2019-02-16 00:05 | 189
| Waterloo - Mintaro | F1805 | 2019-02-16 10:05 | 207
| Waterloo - Mintaro | F1805 | 2019-02-17 02:05 | 189
| Waterloo - Mintaro | F1805 | 2019-02-17 10:05 | 207
| Waterloo - Mintaro | F1805 | 2019-02-17 14:05 | 189
| Waterloo - Mintaro | F1805 | 2019-02-17 22:05 | 183
| Waterloo - Mintaro | F1805 | 2019-02-18 08:05 | 189
| Waterloo - Mintaro | F1805 | 2019-02-18 12:05 | 207
| Waterloo - Mintaro | F1805 | 2019-02-18 22:05 | 189
| Waterloo - Mintaro | F1805 | 2019-02-19 12:05 | 207
| Waterloo - Mintaro | F1805 | 2019-02-19 22:05 | 189
| Waterloo - Mintaro | F1805 | 2019-02-20 12:05 | 207
| Waterloo - Mintaro | F1805 | 2019-02-20 22:05 | 189
| Waterloo - Mintaro | F1805 | 2019-02-21 12:05 | 207
| Waterloo - Mintaro | F1805 | 2019-02-21 22:05 | 189
| Waterloo - Mintaro | F1805 | 2019-02-22 10:05 | 207
| Waterloo - Mintaro | F1805 | 2019-02-23 14:05 | 189
| Waterloo - Mintaro | F1805 | 2019-02-23 20:05 | 183
| Waterloo - Mintaro | F1805 | 2019-02-24 12:05 | 189
| Waterloo - Mintaro | F1805 | 2019-02-24 22:05 | 183
| Waterloo - Mintaro | F1805 | 2019-02-25 12:05 | 189
| Waterloo - Mintaro | F1805 | 2019-02-26 00:05 | 183
| Waterloo - Mintaro | F1805 | 2019-02-26 12:05 | 189
| Waterloo - Mintaro | F1805 | 2019-02-26 22:05 | 183
| Waterloo - Mintaro | F1805 | 2019-02-27 12:05 | 189
| Waterloo - Mintaro | F1805 | 2019-02-28 00:05 | 183
| Waterloo - Mintaro | F1805 | 2019-02-28 10:25 | 189
| Waterloo - Mintaro | F1805 | 2019-02-28 22:05 | 183
| Waterloo - Mintaro | F1805 | 2019-03-01 10:05 | 189
| Waterloo - Mintaro | F1805 | 2019-03-02 06:05 | 183
| Waterloo - Mintaro | F1805 | 2019-03-02 10:05 | 189
| Waterloo - Mintaro | F1805 | 2019-03-03 02:05 | 183
| Waterloo - Mintaro | F1805 | 2019-03-03 16:05 | 189
| Waterloo - Mintaro | F1805 | 2019-03-03 20:05 | 183
| Waterloo - Mintaro | F1805 | 2019-03-04 04:05 | 189
| Waterloo - Mintaro | F1805 | 2019-03-04 10:05 | 207
| Waterloo - Mintaro | F1805 | 2019-03-04 14:05 | 189
| Waterloo - Mintaro | F1805 | 2019-03-04 18:05 | 183
| Waterloo - Mintaro | F1805 | 2019-03-05 02:05 | 189
| Waterloo - Mintaro | F1805 | 2019-03-05 10:05 | 207
| Waterloo - Mintaro | F1805 | 2019-03-05 22:05 | 189
| Waterloo - Mintaro | F1805 | 2019-03-07 16:05 | 207
| Waterloo - Mintaro | F1805 | 2019-03-07 22:05 | 189
| Waterloo - Mintaro | F1805 | 2019-03-08 12:05 | 207
| Waterloo - Mintaro | F1805 | 2019-03-09 00:05 | 189
| Waterloo - Mintaro | F1805 | 2019-03-09 10:05 | 207
| Waterloo - Mintaro | F1805 | 2019-03-10 00:05 | 189
| Waterloo - Mintaro | F1805 | 2019-03-10 12:05 | 207
| Waterloo - Mintaro | F1805 | 2019-03-11 06:05 | 189
| Waterloo - Mintaro | F1805 | 2019-03-11 10:05 | 207
| Waterloo - Mintaro | F1805 | 2019-03-11 22:05 | 189
| Waterloo - Mintaro | F1805 | 2019-03-12 14:05 | 207
| Waterloo - Mintaro | F1805 | 2019-03-12 20:05 | 189
| Waterloo - Mintaro | F1805 | 2019-03-13 14:05 | 207
| Waterloo - Mintaro | F1805 | 2019-03-13 20:05 | 189
| Waterloo - Mintaro | F1805 | 2019-03-14 14:20 | 207
| Waterloo - Mintaro | F1805 | 2019-03-14 22:05 | 189
| Waterloo - Mintaro | F1805 | 2019-03-15 12:05 | 207
| Waterloo - Mintaro | F1805 | 2019-03-15 22:05 | 189
| Waterloo - Mintaro | F1805 | 2019-03-16 10:05 | 207
| Waterloo - Mintaro | F1805 | 2019-03-17 06:05 | 189
| Waterloo - Mintaro | F1805 | 2019-03-17 10:05 | 207
| Waterloo - Mintaro | F1805 | 2019-03-17 16:05 | 189
| Waterloo - Mintaro | F1805 | 2019-03-17 20:05 | 183
| Waterloo - Mintaro | F1805 | 2019-03-18 04:05 | 189
| Waterloo - Mintaro | F1805 | 2019-03-18 10:05 | 207
| Waterloo - Mintaro | F1805 | 2019-03-18 14:05 | 189
| Waterloo - Mintaro | F1805 | 2019-03-18 20:05 | 183
| Waterloo - Mintaro | F1805 | 2019-03-19 04:05 | 189
| Waterloo - Mintaro | F1805 | 2019-03-19 10:05 | 207
| Waterloo - Mintaro | F1805 | 2019-03-20 00:05 | 189
| Waterloo - Mintaro | F1805 | 2019-03-20 10:05 | 207
| Waterloo - Mintaro | F1805 | 2019-03-21 04:05 | 189
| Waterloo - Mintaro | F1805 | 2019-03-21 10:05 | 207
| Waterloo - Mintaro | F1805 | 2019-03-21 22:05 | 189
| Waterloo - Mintaro | F1805 | 2019-03-22 10:05 | 207
| Waterloo - Mintaro | F1805 | 2019-03-22 16:05 | 189
| Waterloo - Mintaro | F1805 | 2019-03-22 18:05 | 183
| Waterloo - Mintaro | F1805 | 2019-03-23 08:05 | 189
| Waterloo - Mintaro | F1805 | 2019-03-23 10:05 | 207
| Waterloo - Mintaro | F1805 | 2019-03-24 02:05 | 189
| Waterloo - Mintaro | F1805 | 2019-03-24 12:05 | 207
| Waterloo - Mintaro | F1805 | 2019-03-25 00:05 | 189
| Waterloo - Mintaro | F1805 | 2019-03-26 14:05 | 207
| Waterloo - Mintaro | F1805 | 2019-03-26 20:05 | 189
| Waterloo - Mintaro | F1805 | 2019-03-27 12:05 | 207
| Waterloo - Mintaro | F1805 | 2019-03-27 22:05 | 189
| Waterloo - Mintaro | F1805 | 2019-03-28 13:10 | 207
| Waterloo - Mintaro | F1805 | 2019-03-29 00:05 | 189
| Waterloo - Mintaro | F1805 | 2019-03-29 08:05 | 207
| Waterloo - Mintaro | F1805 | 2019-03-29 12:05 | 189
| Waterloo - Mintaro | F1805 | 2019-04-01 14:05 | 207
| Waterloo - Mintaro | F1805 | 2019-04-01 20:05 | 189
| Waterloo - Mintaro | F1805 | 2019-04-02 12:05 | 207
| Waterloo - Mintaro | F1805 | 2019-04-02 22:05 | 189
| Waterloo - Mintaro | F1805 | 2019-04-03 12:05 | 207
| Waterloo - Mintaro | F1805 | 2019-04-04 16:05 | 189
| Waterloo - Mintaro | F1805 | 2019-04-04 20:05 | 183
| Waterloo - Mintaro | F1805 | 2019-04-05 12:05 | 189
| Waterloo - Mintaro | F1805 | 2019-04-05 18:05 | 183
| Waterloo - Mintaro | F1805 | 2019-04-05 22:05 | 189
| Waterloo - Mintaro | F1805 | 2019-04-06 14:05 | 207
| Waterloo - Mintaro | F1805 | 2019-04-06 20:05 | 189
| Waterloo - Mintaro | F1805 | 2019-04-07 15:05 | 207
| Waterloo - Mintaro | F1805 | 2019-04-07 19:05 | 189
| Waterloo - Mintaro | F1805 | 2019-04-08 15:05 | 207
| Waterloo - Mintaro | F1805 | 2019-04-08 19:05 | 189
| Waterloo - Mintaro | F1805 | 2019-04-11 15:05 | 207
| Waterloo - Mintaro | F1805 | 2019-04-11 19:05 | 189
| Waterloo - Mintaro | F1805 | 2019-04-12 13:05 | 207
| Waterloo - Mintaro | F1805 | 2019-04-12 21:05 | 189
| Waterloo - Mintaro | F1805 | 2019-04-13 13:05 | 207
| Waterloo - Mintaro | F1805 | 2019-04-13 21:05 | 189
| Waterloo - Mintaro | F1805 | 2019-04-14 13:05 | 207
| Waterloo - Mintaro | F1805 | 2019-04-15 05:05 | 189
| Waterloo - Mintaro | F1805 | 2019-04-15 07:05 | 207
| Waterloo - Mintaro | F1805 | 2019-04-16 05:05 | 189
| Waterloo - Mintaro | F1805 | 2019-04-16 11:05 | 207
| Waterloo - Mintaro | F1805 | 2019-04-16 15:05 | 189
| Waterloo - Mintaro | F1805 | 2019-04-16 21:05 | 183
| Waterloo - Mintaro | F1805 | 2019-04-17 21:05 | 189
| Waterloo - Mintaro | F1805 | 2019-04-18 15:05 | 207
| Waterloo - Mintaro | F1805 | 2019-04-18 19:05 | 189
| Waterloo - Mintaro | F1805 | 2019-04-19 09:05 | 207
| Waterloo - Mintaro | F1805 | 2019-04-19 15:05 | 189
| Waterloo - Mintaro | F1805 | 2019-04-19 19:05 | 183
| Waterloo - Mintaro | F1805 | 2019-04-21 03:05 | 189
| Waterloo - Mintaro | F1805 | 2019-04-23 15:05 | 207
| Waterloo - Mintaro | F1805 | 2019-04-23 17:05 | 189
| Waterloo - Mintaro | F1805 | 2019-04-24 15:05 | 207
| Waterloo - Mintaro | F1805 | 2019-04-24 17:05 | 189
| Waterloo - Mintaro | F1805 | 2019-04-25 15:05 | 207
| Waterloo - Mintaro | F1805 | 2019-04-25 17:05 | 189
| Waterloo - Mintaro | F1805 | 2019-04-29 15:05 | 207
| Waterloo - Mintaro | F1805 | 2019-04-29 19:05 | 189
| Waterloo - Mintaro | F1805 | 2019-04-30 13:05 | 207
| Waterloo - Mintaro | F1805 | 2019-04-30 21:05 | 189
| Waterloo - Mintaro | F1805 | 2019-05-15 15:05 | 207
| Waterloo - Mintaro | F1805 | 2019-05-15 19:05 | 189
| Waterloo - Mintaro | F1805 | 2019-05-16 17:05 | 207
| Waterloo - Mintaro | F1805 | 2019-05-16 19:05 | 189
| Waterloo - Mintaro | F1805 | 2019-05-17 15:05 | 207
| Waterloo - Mintaro | F1805 | 2019-05-17 19:05 | 189
| Waterloo - Mintaro | F1805 | 2019-05-18 13:05 | 207
| Waterloo - Mintaro | F1805 | 2019-05-19 15:05 | 189
| Waterloo - Mintaro | F1805 | 2019-05-21 16:10 | 207
| Waterloo - Mintaro | F1805 | 2019-05-21 19:05 | 189
| Waterloo - Mintaro | F1805 | 2019-05-22 13:05 | 207
| Waterloo - Mintaro | F1805 | 2019-05-22 19:05 | 189
| Waterloo - Mintaro | F1805 | 2019-05-23 13:05 | 207
| Waterloo - Mintaro | F1805 | 2019-05-23 19:05 | 189
| Waterloo - Mintaro | F1805 | 2019-05-24 13:05 | 207
| Waterloo - Mintaro | F1805 | 2019-05-24 17:05 | 189
| Waterloo - Mintaro | F1805 | 2019-05-31 | 207
| Waterloo - Templers | F1821 | 2016-07-01 03:10 | 137
| Waterloo - Waterloo East | F1806 | 2017-08-15 08:05 | 137
| Waterloo - Waterloo East | F1806 | 2017-09-01 16:05 | 173
| Waterloo - Waterloo East | F1806 | 2017-09-01 18:05 | 150
| Waterloo - Waterloo East | F1806 | 2017-09-11 12:05 | 173
| Waterloo - Waterloo East | F1806 | 2017-09-11 20:05 | 150
| Waterloo - Waterloo East | F1806 | 2017-09-12 12:05 | 173
| Waterloo - Waterloo East | F1806 | 2017-09-12 16:05 | 150
| Waterloo - Waterloo East | F1806 | 2017-09-17 14:05 | 173
| Waterloo - Waterloo East | F1806 | 2017-09-17 22:05 | 150
| Waterloo - Waterloo East | F1806 | 2017-09-20 16:05 | 173
| Waterloo - Waterloo East | F1806 | 2017-09-20 20:05 | 150
| Waterloo - Waterloo East | F1806 | 2017-09-22 12:05 | 173
| Waterloo - Waterloo East | F1806 | 2017-09-23 02:05 | 150
| Waterloo - Waterloo East | F1806 | 2017-09-26 16:05 | 173
| Waterloo - Waterloo East | F1806 | 2017-09-27 04:05 | 150
| Waterloo - Waterloo East | F1806 | 2017-09-27 10:05 | 173
| Waterloo - Waterloo East | F1806 | 2017-09-27 20:05 | 150
| Waterloo - Waterloo East | F1806 | 2017-10-02 16:05 | 173
| Waterloo - Waterloo East | F1806 | 2017-10-02 20:05 | 150
| Waterloo - Waterloo East | F1806 | 2017-10-03 12:05 | 173
| Waterloo - Waterloo East | F1806 | 2017-10-03 22:05 | 150
| Waterloo - Waterloo East | F1806 | 2017-10-04 10:05 | 173
| Waterloo - Waterloo East | F1806 | 2017-10-04 22:05 | 150
| Waterloo - Waterloo East | F1806 | 2017-10-07 14:05 | 173
| Waterloo - Waterloo East | F1806 | 2017-10-08 00:05 | 150
| Waterloo - Waterloo East | F1806 | 2017-10-08 12:05 | 173
| Waterloo - Waterloo East | F1806 | 2017-10-08 22:05 | 150
| Waterloo - Waterloo East | F1806 | 2017-10-10 14:05 | 173
| Waterloo - Waterloo East | F1806 | 2017-10-11 14:05 | 150
| Waterloo - Waterloo East | F1806 | 2017-10-14 14:05 | 173
| Waterloo - Waterloo East | F1806 | 2017-10-14 18:05 | 150
| Waterloo - Waterloo East | F1806 | 2017-10-15 12:05 | 173
| Waterloo - Waterloo East | F1806 | 2017-10-15 20:05 | 150
| Waterloo - Waterloo East | F1806 | 2017-10-16 08:05 | 173
| Waterloo - Waterloo East | F1806 | 2017-10-16 16:05 | 150
| Waterloo - Waterloo East | F1806 | 2017-10-16 20:05 | 141
| Waterloo - Waterloo East | F1806 | 2017-10-17 14:05 | 150
| Waterloo - Waterloo East | F1806 | 2017-10-17 20:05 | 141
| Waterloo - Waterloo East | F1806 | 2017-10-18 12:05 | 150
| Waterloo - Waterloo East | F1806 | 2017-10-18 20:05 | 141
| Waterloo - Waterloo East | F1806 | 2017-10-19 04:05 | 150
| Waterloo - Waterloo East | F1806 | 2017-10-23 14:05 | 173
| Waterloo - Waterloo East | F1806 | 2017-10-23 22:05 | 150
| Waterloo - Waterloo East | F1806 | 2017-10-24 10:05 | 173
| Waterloo - Waterloo East | F1806 | 2017-10-24 16:05 | 150
| Waterloo - Waterloo East | F1806 | 2017-10-25 12:05 | 173
| Waterloo - Waterloo East | F1806 | 2017-10-25 20:05 | 150
| Waterloo - Waterloo East | F1806 | 2017-10-27 10:05 | 173
| Waterloo - Waterloo East | F1806 | 2017-10-27 14:05 | 150
| Waterloo - Waterloo East | F1806 | 2017-10-27 18:05 | 141
| Waterloo - Waterloo East | F1806 | 2017-10-27 20:05 | 150
| Waterloo - Waterloo East | F1806 | 2017-10-29 10:05 | 173
| Waterloo - Waterloo East | F1806 | 2017-10-29 16:05 | 150
| Waterloo - Waterloo East | F1806 | 2017-11-02 16:05 | 173
| Waterloo - Waterloo East | F1806 | 2017-11-02 18:05 | 150
| Waterloo - Waterloo East | F1806 | 2017-11-05 14:05 | 173
| Waterloo - Waterloo East | F1806 | 2017-11-05 18:05 | 150
| Waterloo - Waterloo East | F1806 | 2017-11-08 12:05 | 173
| Waterloo - Waterloo East | F1806 | 2017-11-08 22:05 | 150
| Waterloo - Waterloo East | F1806 | 2017-11-09 10:05 | 173
| Waterloo - Waterloo East | F1806 | 2017-11-10 12:05 | 150
| Waterloo - Waterloo East | F1806 | 2017-11-10 18:05 | 141
| Waterloo - Waterloo East | F1806 | 2017-11-11 14:05 | 150
| Waterloo - Waterloo East | F1806 | 2017-11-11 18:05 | 141
| Waterloo - Waterloo East | F1806 | 2017-11-12 10:05 | 150
| Waterloo - Waterloo East | F1806 | 2017-11-12 20:05 | 141
| Waterloo - Waterloo East | F1806 | 2017-11-13 10:05 | 150
| Waterloo - Waterloo East | F1806 | 2017-11-14 00:05 | 141
| Waterloo - Waterloo East | F1806 | 2017-11-14 10:05 | 150
| Waterloo - Waterloo East | F1806 | 2017-11-14 18:05 | 141
| Waterloo - Waterloo East | F1806 | 2017-11-15 06:05 | 150
| Waterloo - Waterloo East | F1806 | 2017-11-18 14:05 | 173
| Waterloo - Waterloo East | F1806 | 2017-11-18 22:05 | 150
| Waterloo - Waterloo East | F1806 | 2017-11-19 08:05 | 173
| Waterloo - Waterloo East | F1806 | 2017-11-20 14:05 | 150
| Waterloo - Waterloo East | F1806 | 2017-11-20 22:05 | 141
| Waterloo - Waterloo East | F1806 | 2017-11-21 12:05 | 150
| Waterloo - Waterloo East | F1806 | 2017-11-21 22:05 | 141
| Waterloo - Waterloo East | F1806 | 2017-11-22 10:05 | 150
| Waterloo - Waterloo East | F1806 | 2017-11-22 16:05 | 141
| Waterloo - Waterloo East | F1806 | 2017-11-23 04:05 | 150
| Waterloo - Waterloo East | F1806 | 2017-11-23 08:05 | 173
| Waterloo - Waterloo East | F1806 | 2017-11-24 00:05 | 150
| Waterloo - Waterloo East | F1806 | 2017-11-24 08:05 | 173
| Waterloo - Waterloo East | F1806 | 2017-11-25 04:05 | 150
| Waterloo - Waterloo East | F1806 | 2017-11-25 10:05 | 173
| Waterloo - Waterloo East | F1806 | 2017-11-26 00:05 | 150
| Waterloo - Waterloo East | F1806 | 2017-11-26 12:05 | 173
| Waterloo - Waterloo East | F1806 | 2017-11-26 18:05 | 150
| Waterloo - Waterloo East | F1806 | 2017-11-27 12:05 | 173
| Waterloo - Waterloo East | F1806 | 2017-11-27 22:05 | 150
| Waterloo - Waterloo East | F1806 | 2017-11-28 00:05 | 173
| Waterloo - Waterloo East | F1806 | 2017-11-28 12:05 | 150
| Waterloo - Waterloo East | F1806 | 2017-11-28 22:05 | 141
| Waterloo - Waterloo East | F1806 | 2017-11-29 10:05 | 150
| Waterloo - Waterloo East | F1806 | 2017-11-29 22:05 | 141
| Waterloo - Waterloo East | F1806 | 2017-11-30 12:05 | 150
| Waterloo - Waterloo East | F1806 | 2017-11-30 20:05 | 141
| Waterloo - Waterloo East | F1806 | 2017-12-01 00:05 | 150
| Waterloo - Waterloo East | F1806 | 2017-12-05 12:05 | 173
| Waterloo - Waterloo East | F1806 | 2017-12-05 18:05 | 150
| Waterloo - Waterloo East | F1806 | 2017-12-06 12:05 | 173
| Waterloo - Waterloo East | F1806 | 2017-12-06 20:05 | 150
| Waterloo - Waterloo East | F1806 | 2017-12-08 16:05 | 173
| Waterloo - Waterloo East | F1806 | 2017-12-08 18:05 | 150
| Waterloo - Waterloo East | F1806 | 2017-12-09 12:05 | 173
| Waterloo - Waterloo East | F1806 | 2017-12-09 22:05 | 150
| Waterloo - Waterloo East | F1806 | 2017-12-10 10:05 | 173
| Waterloo - Waterloo East | F1806 | 2017-12-10 22:05 | 150
| Waterloo - Waterloo East | F1806 | 2017-12-11 10:05 | 173
| Waterloo - Waterloo East | F1806 | 2017-12-12 00:05 | 150
| Waterloo - Waterloo East | F1806 | 2017-12-12 10:05 | 173
| Waterloo - Waterloo East | F1806 | 2017-12-12 12:05 | 150
| Waterloo - Waterloo East | F1806 | 2017-12-12 22:05 | 141
| Waterloo - Waterloo East | F1806 | 2017-12-13 00:05 | 150
| Waterloo - Waterloo East | F1806 | 2017-12-13 04:05 | 141
| Waterloo - Waterloo East | F1806 | 2017-12-13 08:05 | 150
| Waterloo - Waterloo East | F1806 | 2017-12-13 18:05 | 141
| Waterloo - Waterloo East | F1806 | 2017-12-14 04:05 | 150
| Waterloo - Waterloo East | F1806 | 2017-12-14 13:05 | 173
| Waterloo - Waterloo East | F1806 | 2017-12-14 22:05 | 150
| Waterloo - Waterloo East | F1806 | 2017-12-15 12:05 | 173
| Waterloo - Waterloo East | F1806 | 2017-12-15 22:05 | 150
| Waterloo - Waterloo East | F1806 | 2017-12-16 10:05 | 173
| Waterloo - Waterloo East | F1806 | 2017-12-17 00:05 | 150
| Waterloo - Waterloo East | F1806 | 2017-12-17 08:05 | 173
| Waterloo - Waterloo East | F1806 | 2017-12-17 14:05 | 150
| Waterloo - Waterloo East | F1806 | 2017-12-17 20:05 | 141
| Waterloo - Waterloo East | F1806 | 2017-12-18 12:05 | 150
| Waterloo - Waterloo East | F1806 | 2017-12-19 00:05 | 141
| Waterloo - Waterloo East | F1806 | 2017-12-20 00:05 | 150
| Waterloo - Waterloo East | F1806 | 2017-12-20 12:05 | 173
| Waterloo - Waterloo East | F1806 | 2017-12-20 22:05 | 150
| Waterloo - Waterloo East | F1806 | 2017-12-21 12:05 | 173
| Waterloo - Waterloo East | F1806 | 2017-12-21 22:05 | 150
| Waterloo - Waterloo East | F1806 | 2017-12-22 10:05 | 173
| Waterloo - Waterloo East | F1806 | 2017-12-22 16:05 | 150
| Waterloo - Waterloo East | F1806 | 2017-12-22 20:05 | 141
| Waterloo - Waterloo East | F1806 | 2017-12-23 02:05 | 150
| Waterloo - Waterloo East | F1806 | 2017-12-23 10:05 | 173
| Waterloo - Waterloo East | F1806 | 2017-12-23 12:05 | 150
| Waterloo - Waterloo East | F1806 | 2017-12-23 22:05 | 141
| Waterloo - Waterloo East | F1806 | 2017-12-24 02:05 | 150
| Waterloo - Waterloo East | F1806 | 2017-12-24 12:05 | 173
| Waterloo - Waterloo East | F1806 | 2017-12-24 20:05 | 150
| Waterloo - Waterloo East | F1806 | 2017-12-25 12:05 | 173
| Waterloo - Waterloo East | F1806 | 2017-12-26 06:05 | 150
| Waterloo - Waterloo East | F1806 | 2017-12-26 08:05 | 173
| Waterloo - Waterloo East | F1806 | 2017-12-26 14:05 | 150
| Waterloo - Waterloo East | F1806 | 2017-12-26 22:05 | 141
| Waterloo - Waterloo East | F1806 | 2017-12-27 10:05 | 150
| Waterloo - Waterloo East | F1806 | 2017-12-27 20:05 | 141
| Waterloo - Waterloo East | F1806 | 2017-12-29 00:05 | 150
| Waterloo - Waterloo East | F1806 | 2017-12-29 10:05 | 173
| Waterloo - Waterloo East | F1806 | 2017-12-29 22:05 | 150
| Waterloo - Waterloo East | F1806 | 2017-12-30 12:05 | 173
| Waterloo - Waterloo East | F1806 | 2017-12-30 22:05 | 150
| Waterloo - Waterloo East | F1806 | 2017-12-31 12:05 | 173
| Waterloo - Waterloo East | F1806 | 2017-12-31 22:05 | 150
| Waterloo - Waterloo East | F1806 | 2018-01-01 12:05 | 173
| Waterloo - Waterloo East | F1806 | 2018-01-01 22:05 | 150
| Waterloo - Waterloo East | F1806 | 2018-01-02 12:05 | 173
| Waterloo - Waterloo East | F1806 | 2018-01-02 22:05 | 150
| Waterloo - Waterloo East | F1806 | 2018-01-03 12:05 | 173
| Waterloo - Waterloo East | F1806 | 2018-01-03 22:05 | 150
| Waterloo - Waterloo East | F1806 | 2018-01-04 10:05 | 173
| Waterloo - Waterloo East | F1806 | 2018-01-04 16:05 | 150
| Waterloo - Waterloo East | F1806 | 2018-01-04 18:05 | 141
| Waterloo - Waterloo East | F1806 | 2018-01-05 04:05 | 150
| Waterloo - Waterloo East | F1806 | 2018-01-05 10:05 | 173
| Waterloo - Waterloo East | F1806 | 2018-01-05 12:05 | 150
| Waterloo - Waterloo East | F1806 | 2018-01-06 00:05 | 141
| Waterloo - Waterloo East | F1806 | 2018-01-06 06:05 | 150
| Waterloo - Waterloo East | F1806 | 2018-01-06 22:05 | 141
| Waterloo - Waterloo East | F1806 | 2018-01-07 02:05 | 150
| Waterloo - Waterloo East | F1806 | 2018-01-07 10:05 | 173
| Waterloo - Waterloo East | F1806 | 2018-01-07 16:05 | 150
| Waterloo - Waterloo East | F1806 | 2018-01-07 18:05 | 141
| Waterloo - Waterloo East | F1806 | 2018-01-08 02:05 | 150
| Waterloo - Waterloo East | F1806 | 2018-01-08 10:05 | 173
| Waterloo - Waterloo East | F1806 | 2018-01-08 22:05 | 150
| Waterloo - Waterloo East | F1806 | 2018-01-09 10:05 | 173
| Waterloo - Waterloo East | F1806 | 2018-01-09 22:05 | 150
| Waterloo - Waterloo East | F1806 | 2018-01-10 12:05 | 173
| Waterloo - Waterloo East | F1806 | 2018-01-11 04:05 | 150
| Waterloo - Waterloo East | F1806 | 2018-01-11 08:05 | 173
| Waterloo - Waterloo East | F1806 | 2018-01-11 12:05 | 150
| Waterloo - Waterloo East | F1806 | 2018-01-11 22:05 | 141
| Waterloo - Waterloo East | F1806 | 2018-01-12 22:05 | 150
| Waterloo - Waterloo East | F1806 | 2018-01-13 14:05 | 173
| Waterloo - Waterloo East | F1806 | 2018-01-13 20:05 | 150
| Waterloo - Waterloo East | F1806 | 2018-01-14 14:05 | 173
| Waterloo - Waterloo East | F1806 | 2018-01-14 20:05 | 150
| Waterloo - Waterloo East | F1806 | 2018-01-15 10:05 | 173
| Waterloo - Waterloo East | F1806 | 2018-01-15 22:05 | 150
| Waterloo - Waterloo East | F1806 | 2018-01-16 02:05 | 173
| Waterloo - Waterloo East | F1806 | 2018-01-16 06:05 | 150
| Waterloo - Waterloo East | F1806 | 2018-01-16 10:05 | 173
| Waterloo - Waterloo East | F1806 | 2018-01-17 10:05 | 150
| Waterloo - Waterloo East | F1806 | 2018-01-18 00:05 | 141
| Waterloo - Waterloo East | F1806 | 2018-01-18 10:05 | 150
| Waterloo - Waterloo East | F1806 | 2018-01-19 00:05 | 141
| Waterloo - Waterloo East | F1806 | 2018-01-19 02:05 | 150
| Waterloo - Waterloo East | F1806 | 2018-01-19 04:05 | 141
| Waterloo - Waterloo East | F1806 | 2018-01-19 10:05 | 150
| Waterloo - Waterloo East | F1806 | 2018-01-20 04:05 | 141
| Waterloo - Waterloo East | F1806 | 2018-01-20 10:05 | 150
| Waterloo - Waterloo East | F1806 | 2018-01-21 02:05 | 141
| Waterloo - Waterloo East | F1806 | 2018-01-21 10:05 | 150
| Waterloo - Waterloo East | F1806 | 2018-01-22 00:05 | 141
| Waterloo - Waterloo East | F1806 | 2018-01-22 12:05 | 150
| Waterloo - Waterloo East | F1806 | 2018-01-22 18:05 | 141
| Waterloo - Waterloo East | F1806 | 2018-01-22 22:05 | 150
| Waterloo - Waterloo East | F1806 | 2018-01-23 10:05 | 173
| Waterloo - Waterloo East | F1806 | 2018-01-24 00:05 | 150
| Waterloo - Waterloo East | F1806 | 2018-01-24 10:05 | 173
| Waterloo - Waterloo East | F1806 | 2018-01-24 14:05 | 150
| Waterloo - Waterloo East | F1806 | 2018-01-24 20:05 | 141
| Waterloo - Waterloo East | F1806 | 2018-01-25 02:05 | 150
| Waterloo - Waterloo East | F1806 | 2018-01-25 12:40 | 173
| Waterloo - Waterloo East | F1806 | 2018-01-25 22:05 | 141
| Waterloo - Waterloo East | F1806 | 2018-01-26 16:05 | 150
| Waterloo - Waterloo East | F1806 | 2018-01-26 22:05 | 141
| Waterloo - Waterloo East | F1806 | 2018-01-27 10:05 | 150
| Waterloo - Waterloo East | F1806 | 2018-01-28 22:05 | 141
| Waterloo - Waterloo East | F1806 | 2018-01-29 18:05 | 150
| Waterloo - Waterloo East | F1806 | 2018-02-01 14:05 | 173
| Waterloo - Waterloo East | F1806 | 2018-02-01 20:05 | 150
| Waterloo - Waterloo East | F1806 | 2018-02-02 12:05 | 173
| Waterloo - Waterloo East | F1806 | 2018-02-03 04:05 | 150
| Waterloo - Waterloo East | F1806 | 2018-02-03 06:05 | 173
| Waterloo - Waterloo East | F1806 | 2018-02-03 14:05 | 150
| Waterloo - Waterloo East | F1806 | 2018-02-03 18:05 | 141
| Waterloo - Waterloo East | F1806 | 2018-02-04 12:05 | 150
| Waterloo - Waterloo East | F1806 | 2018-02-04 22:05 | 141
| Waterloo - Waterloo East | F1806 | 2018-02-05 12:05 | 150
| Waterloo - Waterloo East | F1806 | 2018-02-05 22:05 | 141
| Waterloo - Waterloo East | F1806 | 2018-02-06 12:05 | 150
| Waterloo - Waterloo East | F1806 | 2018-02-06 22:05 | 141
| Waterloo - Waterloo East | F1806 | 2018-02-07 12:30 | 150
| Waterloo - Waterloo East | F1806 | 2018-02-08 00:05 | 141
| Waterloo - Waterloo East | F1806 | 2018-02-08 12:05 | 150
| Waterloo - Waterloo East | F1806 | 2018-02-08 22:05 | 141
| Waterloo - Waterloo East | F1806 | 2018-02-09 12:05 | 150
| Waterloo - Waterloo East | F1806 | 2018-02-10 00:05 | 141
| Waterloo - Waterloo East | F1806 | 2018-02-10 12:05 | 150
| Waterloo - Waterloo East | F1806 | 2018-02-10 14:05 | 141
| Waterloo - Waterloo East | F1806 | 2018-02-11 00:05 | 150
| Waterloo - Waterloo East | F1806 | 2018-02-11 12:05 | 173
| Waterloo - Waterloo East | F1806 | 2018-02-11 22:05 | 150
| Waterloo - Waterloo East | F1806 | 2018-02-12 12:05 | 173
| Waterloo - Waterloo East | F1806 | 2018-02-12 22:05 | 150
| Waterloo - Waterloo East | F1806 | 2018-02-13 12:05 | 173
| Waterloo - Waterloo East | F1806 | 2018-02-14 08:05 | 150
| Waterloo - Waterloo East | F1806 | 2018-02-14 10:05 | 173
| Waterloo - Waterloo East | F1806 | 2018-02-14 22:05 | 150
| Waterloo - Waterloo East | F1806 | 2018-02-15 12:10 | 173
| Waterloo - Waterloo East | F1806 | 2018-02-15 20:05 | 150
| Waterloo - Waterloo East | F1806 | 2018-02-16 12:05 | 173
| Waterloo - Waterloo East | F1806 | 2018-02-16 22:05 | 150
| Waterloo - Waterloo East | F1806 | 2018-02-17 12:05 | 173
| Waterloo - Waterloo East | F1806 | 2018-02-18 00:05 | 150
| Waterloo - Waterloo East | F1806 | 2018-02-18 10:05 | 173
| Waterloo - Waterloo East | F1806 | 2018-02-18 22:05 | 150
| Waterloo - Waterloo East | F1806 | 2018-02-19 12:05 | 173
| Waterloo - Waterloo East | F1806 | 2018-02-20 14:05 | 150
| Waterloo - Waterloo East | F1806 | 2018-02-20 20:05 | 141
| Waterloo - Waterloo East | F1806 | 2018-02-21 12:55 | 150
| Waterloo - Waterloo East | F1806 | 2018-02-21 14:05 | 141
| Waterloo - Waterloo East | F1806 | 2018-02-23 10:05 | 150
| Waterloo - Waterloo East | F1806 | 2018-02-23 12:05 | 141
| Waterloo - Waterloo East | F1806 | 2018-02-23 14:05 | 150
| Waterloo - Waterloo East | F1806 | 2018-02-23 20:05 | 141
| Waterloo - Waterloo East | F1806 | 2018-02-24 22:05 | 150
| Waterloo - Waterloo East | F1806 | 2018-02-25 16:05 | 173
| Waterloo - Waterloo East | F1806 | 2018-02-25 20:05 | 150
| Waterloo - Waterloo East | F1806 | 2018-02-26 12:05 | 173
| Waterloo - Waterloo East | F1806 | 2018-02-27 02:05 | 150
| Waterloo - Waterloo East | F1806 | 2018-02-27 10:05 | 173
| Waterloo - Waterloo East | F1806 | 2018-02-27 14:05 | 150
| Waterloo - Waterloo East | F1806 | 2018-02-27 22:05 | 141
| Waterloo - Waterloo East | F1806 | 2018-02-28 06:05 | 150
| Waterloo - Waterloo East | F1806 | 2018-02-28 12:05 | 173
| Waterloo - Waterloo East | F1806 | 2018-02-28 22:05 | 150
| Waterloo - Waterloo East | F1806 | 2018-03-01 12:05 | 173
| Waterloo - Waterloo East | F1806 | 2018-03-02 16:05 | 150
| Waterloo - Waterloo East | F1806 | 2018-03-02 20:05 | 141
| Waterloo - Waterloo East | F1806 | 2018-03-03 02:05 | 150
| Waterloo - Waterloo East | F1806 | 2018-03-03 10:05 | 173
| Waterloo - Waterloo East | F1806 | 2018-03-03 22:05 | 150
| Waterloo - Waterloo East | F1806 | 2018-03-04 12:05 | 173
| Waterloo - Waterloo East | F1806 | 2018-03-04 20:05 | 150
| Waterloo - Waterloo East | F1806 | 2018-03-05 16:05 | 173
| Waterloo - Waterloo East | F1806 | 2018-03-05 20:05 | 150
| Waterloo - Waterloo East | F1806 | 2018-03-06 14:05 | 173
| Waterloo - Waterloo East | F1806 | 2018-03-06 22:05 | 150
| Waterloo - Waterloo East | F1806 | 2018-03-07 06:05 | 173
| Waterloo - Waterloo East | F1806 | 2018-03-07 14:05 | 150
| Waterloo - Waterloo East | F1806 | 2018-03-07 20:05 | 141
| Waterloo - Waterloo East | F1806 | 2018-03-08 14:05 | 150
| Waterloo - Waterloo East | F1806 | 2018-03-08 20:05 | 141
| Waterloo - Waterloo East | F1806 | 2018-03-09 12:05 | 150
| Waterloo - Waterloo East | F1806 | 2018-03-09 22:05 | 141
| Waterloo - Waterloo East | F1806 | 2018-03-10 12:05 | 150
| Waterloo - Waterloo East | F1806 | 2018-03-10 22:05 | 141
| Waterloo - Waterloo East | F1806 | 2018-03-11 06:05 | 150
| Waterloo - Waterloo East | F1806 | 2018-03-11 08:05 | 173
| Waterloo - Waterloo East | F1806 | 2018-03-11 14:05 | 150
| Waterloo - Waterloo East | F1806 | 2018-03-11 18:05 | 141
| Waterloo - Waterloo East | F1806 | 2018-03-11 22:05 | 150
| Waterloo - Waterloo East | F1806 | 2018-03-12 14:05 | 173
| Waterloo - Waterloo East | F1806 | 2018-03-12 20:05 | 150
| Waterloo - Waterloo East | F1806 | 2018-03-13 14:05 | 173
| Waterloo - Waterloo East | F1806 | 2018-03-13 20:05 | 150
| Waterloo - Waterloo East | F1806 | 2018-03-14 12:05 | 173
| Waterloo - Waterloo East | F1806 | 2018-03-14 20:05 | 150
| Waterloo - Waterloo East | F1806 | 2018-03-15 14:05 | 173
| Waterloo - Waterloo East | F1806 | 2018-03-15 20:05 | 150
| Waterloo - Waterloo East | F1806 | 2018-03-16 12:05 | 173
| Waterloo - Waterloo East | F1806 | 2018-03-16 16:05 | 150
| Waterloo - Waterloo East | F1806 | 2018-03-17 06:05 | 173
| Waterloo - Waterloo East | F1806 | 2018-03-18 02:05 | 150
| Waterloo - Waterloo East | F1806 | 2018-03-18 16:05 | 173
| Waterloo - Waterloo East | F1806 | 2018-03-18 18:05 | 150
| Waterloo - Waterloo East | F1806 | 2018-03-19 13:20 | 173
| Waterloo - Waterloo East | F1806 | 2018-03-19 20:05 | 150
| Waterloo - Waterloo East | F1806 | 2018-03-21 14:05 | 173
| Waterloo - Waterloo East | F1806 | 2018-03-21 20:05 | 150
| Waterloo - Waterloo East | F1806 | 2018-03-22 10:20 | 173
| Waterloo - Waterloo East | F1806 | 2018-03-22 10:45 | 150
| Waterloo - Waterloo East | F1806 | 2018-03-22 11:30 | 173
| Waterloo - Waterloo East | F1806 | 2018-03-23 06:05 | 150
| Waterloo - Waterloo East | F1806 | 2018-03-23 10:05 | 173
| Waterloo - Waterloo East | F1806 | 2018-03-23 14:05 | 150
| Waterloo - Waterloo East | F1806 | 2018-03-23 20:05 | 141
| Waterloo - Waterloo East | F1806 | 2018-03-24 14:05 | 150
| Waterloo - Waterloo East | F1806 | 2018-03-24 18:05 | 141
| Waterloo - Waterloo East | F1806 | 2018-03-25 00:05 | 150
| Waterloo - Waterloo East | F1806 | 2018-03-25 16:05 | 173
| Waterloo - Waterloo East | F1806 | 2018-03-25 18:05 | 150
| Waterloo - Waterloo East | F1806 | 2018-03-27 12:05 | 173
| Waterloo - Waterloo East | F1806 | 2018-03-28 04:05 | 150
| Waterloo - Waterloo East | F1806 | 2018-03-28 12:05 | 173
| Waterloo - Waterloo East | F1806 | 2018-03-28 20:05 | 150
| Waterloo - Waterloo East | F1806 | 2018-03-29 14:05 | 173
| Waterloo - Waterloo East | F1806 | 2018-03-29 20:05 | 150
| Waterloo - Waterloo East | F1806 | 2018-03-30 14:05 | 173
| Waterloo - Waterloo East | F1806 | 2018-03-30 20:05 | 150
| Waterloo - Waterloo East | F1806 | 2018-03-31 12:05 | 173
| Waterloo - Waterloo East | F1806 | 2018-03-31 22:05 | 150
| Waterloo - Waterloo East | F1806 | 2018-04-01 12:05 | 173
| Waterloo - Waterloo East | F1806 | 2018-04-02 00:05 | 150
| Waterloo - Waterloo East | F1806 | 2018-04-02 14:05 | 173
| Waterloo - Waterloo East | F1806 | 2018-04-02 20:05 | 150
| Waterloo - Waterloo East | F1806 | 2018-04-03 14:05 | 173
| Waterloo - Waterloo East | F1806 | 2018-04-03 20:05 | 150
| Waterloo - Waterloo East | F1806 | 2018-04-04 12:05 | 173
| Waterloo - Waterloo East | F1806 | 2018-04-04 22:05 | 150
| Waterloo - Waterloo East | F1806 | 2018-04-05 12:05 | 173
| Waterloo - Waterloo East | F1806 | 2018-04-05 20:05 | 150
| Waterloo - Waterloo East | F1806 | 2018-04-06 14:05 | 173
| Waterloo - Waterloo East | F1806 | 2018-04-06 22:05 | 150
| Waterloo - Waterloo East | F1806 | 2018-04-07 12:05 | 173
| Waterloo - Waterloo East | F1806 | 2018-04-08 00:05 | 150
| Waterloo - Waterloo East | F1806 | 2018-04-08 10:05 | 173
| Waterloo - Waterloo East | F1806 | 2018-04-08 14:05 | 150
| Waterloo - Waterloo East | F1806 | 2018-04-08 20:05 | 141
| Waterloo - Waterloo East | F1806 | 2018-04-09 12:05 | 150
| Waterloo - Waterloo East | F1806 | 2018-04-09 22:05 | 141
| Waterloo - Waterloo East | F1806 | 2018-04-10 12:05 | 150
| Waterloo - Waterloo East | F1806 | 2018-04-10 20:05 | 141
| Waterloo - Waterloo East | F1806 | 2018-04-11 04:05 | 150
| Waterloo - Waterloo East | F1806 | 2018-04-11 06:05 | 173
| Waterloo - Waterloo East | F1806 | 2018-04-11 12:05 | 150
| Waterloo - Waterloo East | F1806 | 2018-04-12 00:05 | 141
| Waterloo - Waterloo East | F1806 | 2018-04-12 04:05 | 150
| Waterloo - Waterloo East | F1806 | 2018-04-12 16:05 | 173
| Waterloo - Waterloo East | F1806 | 2018-04-12 20:05 | 150
| Waterloo - Waterloo East | F1806 | 2018-04-17 16:05 | 173
| Waterloo - Waterloo East | F1806 | 2018-04-17 18:05 | 150
| Waterloo - Waterloo East | F1806 | 2018-04-18 12:05 | 173
| Waterloo - Waterloo East | F1806 | 2018-04-19 08:00 | 150
| Waterloo - Waterloo East | F1806 | 2018-04-19 14:25 | 173
| Waterloo - Waterloo East | F1806 | 2018-04-20 08:05 | 150
| Waterloo - Waterloo East | F1806 | 2018-04-20 10:05 | 173
| Waterloo - Waterloo East | F1806 | 2018-04-21 04:05 | 150
| Waterloo - Waterloo East | F1806 | 2018-04-21 06:05 | 173
| Waterloo - Waterloo East | F1806 | 2018-04-21 08:05 | 150
| Waterloo - Waterloo East | F1806 | 2018-04-21 10:05 | 173
| Waterloo - Waterloo East | F1806 | 2018-04-21 16:05 | 150
| Waterloo - Waterloo East | F1806 | 2018-04-21 18:05 | 141
| Waterloo - Waterloo East | F1806 | 2018-04-22 02:05 | 150
| Waterloo - Waterloo East | F1806 | 2018-04-22 12:05 | 173
| Waterloo - Waterloo East | F1806 | 2018-04-22 16:05 | 150
| Waterloo - Waterloo East | F1806 | 2018-04-22 18:05 | 141
| Waterloo - Waterloo East | F1806 | 2018-04-24 02:05 | 150
| Waterloo - Waterloo East | F1806 | 2018-04-24 04:05 | 173
| Waterloo - Waterloo East | F1806 | 2018-04-24 12:05 | 150
| Waterloo - Waterloo East | F1806 | 2018-04-24 14:05 | 173
| Waterloo - Waterloo East | F1806 | 2018-04-24 20:05 | 150
| Waterloo - Waterloo East | F1806 | 2018-04-25 14:05 | 173
| Waterloo - Waterloo East | F1806 | 2018-04-25 20:05 | 150
| Waterloo - Waterloo East | F1806 | 2018-04-26 14:05 | 173
| Waterloo - Waterloo East | F1806 | 2018-04-26 18:05 | 150
| Waterloo - Waterloo East | F1806 | 2018-04-27 14:05 | 173
| Waterloo - Waterloo East | F1806 | 2018-04-27 20:05 | 150
| Waterloo - Waterloo East | F1806 | 2018-04-28 12:05 | 173
| Waterloo - Waterloo East | F1806 | 2018-04-28 18:05 | 150
| Waterloo - Waterloo East | F1806 | 2018-04-29 14:05 | 173
| Waterloo - Waterloo East | F1806 | 2018-04-29 18:05 | 150
| Waterloo - Waterloo East | F1806 | 2018-04-30 14:05 | 173
| Waterloo - Waterloo East | F1806 | 2018-04-30 20:05 | 150
| Waterloo - Waterloo East | F1806 | 2018-05-01 14:05 | 173
| Waterloo - Waterloo East | F1806 | 2018-05-01 20:05 | 150
| Waterloo - Waterloo East | F1806 | 2018-05-02 12:05 | 173
| Waterloo - Waterloo East | F1806 | 2018-05-03 02:05 | 150
| Waterloo - Waterloo East | F1806 | 2018-05-26 15:05 | 173
| Waterloo - Waterloo East | F1806 | 2018-05-26 19:05 | 150
| Waterloo - Waterloo East | F1806 | 2018-07-27 15:05 | 173
| Waterloo - Waterloo East | F1806 | 2018-07-27 17:05 | 150
| Waterloo - Waterloo East | F1806 | 2018-08-02 15:05 | 173
| Waterloo - Waterloo East | F1806 | 2018-08-02 17:05 | 150
| Waterloo - Waterloo East | F1806 | 2018-08-29 15:05 | 173
| Waterloo - Waterloo East | F1806 | 2018-08-30 01:05 | 150
| Waterloo - Waterloo East | F1806 | 2018-08-30 03:05 | 173
| Waterloo - Waterloo East | F1806 | 2018-08-30 05:05 | 150
| Waterloo - Waterloo East | F1806 | 2018-09-10 15:05 | 173
| Waterloo - Waterloo East | F1806 | 2018-09-10 21:05 | 150
| Waterloo - Waterloo East | F1806 | 2018-09-11 11:05 | 173
| Waterloo - Waterloo East | F1806 | 2018-09-11 17:05 | 150
| Waterloo - Waterloo East | F1806 | 2018-09-14 13:05 | 173
| Waterloo - Waterloo East | F1806 | 2018-09-14 21:05 | 150
| Waterloo - Waterloo East | F1806 | 2018-09-22 13:05 | 173
| Waterloo - Waterloo East | F1806 | 2018-09-22 19:05 | 150
| Waterloo - Waterloo East | F1806 | 2018-09-26 15:05 | 173
| Waterloo - Waterloo East | F1806 | 2018-09-26 21:05 | 150
| Waterloo - Waterloo East | F1806 | 2018-09-30 17:05 | 173
| Waterloo - Waterloo East | F1806 | 2018-09-30 21:05 | 150
| Waterloo - Waterloo East | F1806 | 2018-10-01 11:05 | 173
| Waterloo - Waterloo East | F1806 | 2018-10-02 03:05 | 150
| Waterloo - Waterloo East | F1806 | 2018-10-02 11:05 | 173
| Waterloo - Waterloo East | F1806 | 2018-10-02 23:05 | 150
| Waterloo - Waterloo East | F1806 | 2018-10-06 15:05 | 173
| Waterloo - Waterloo East | F1806 | 2018-10-06 21:05 | 150
| Waterloo - Waterloo East | F1806 | 2018-10-07 12:05 | 173
| Waterloo - Waterloo East | F1806 | 2018-10-08 18:05 | 150
| Waterloo - Waterloo East | F1806 | 2018-10-11 16:05 | 173
| Waterloo - Waterloo East | F1806 | 2018-10-11 20:05 | 150
| Waterloo - Waterloo East | F1806 | 2018-10-12 12:05 | 173
| Waterloo - Waterloo East | F1806 | 2018-10-12 22:05 | 150
| Waterloo - Waterloo East | F1806 | 2018-10-13 10:05 | 173
| Waterloo - Waterloo East | F1806 | 2018-10-14 20:05 | 150
| Waterloo - Waterloo East | F1806 | 2018-10-15 00:05 | 173
| Waterloo - Waterloo East | F1806 | 2018-10-15 20:05 | 150
| Waterloo - Waterloo East | F1806 | 2018-10-19 08:05 | 173
| Waterloo - Waterloo East | F1806 | 2018-10-19 18:05 | 150
| Waterloo - Waterloo East | F1806 | 2018-10-21 16:05 | 173
| Waterloo - Waterloo East | F1806 | 2018-10-21 22:05 | 150
| Waterloo - Waterloo East | F1806 | 2018-10-22 10:05 | 173
| Waterloo - Waterloo East | F1806 | 2018-10-22 20:05 | 150
| Waterloo - Waterloo East | F1806 | 2018-10-24 18:05 | 173
| Waterloo - Waterloo East | F1806 | 2018-10-24 20:05 | 150
| Waterloo - Waterloo East | F1806 | 2018-10-25 10:40 | 173
| Waterloo - Waterloo East | F1806 | 2018-10-25 20:05 | 150
| Waterloo - Waterloo East | F1806 | 2018-10-26 14:05 | 173
| Waterloo - Waterloo East | F1806 | 2018-10-26 20:05 | 150
| Waterloo - Waterloo East | F1806 | 2018-10-27 12:05 | 173
| Waterloo - Waterloo East | F1806 | 2018-10-27 20:05 | 150
| Waterloo - Waterloo East | F1806 | 2018-10-28 14:05 | 173
| Waterloo - Waterloo East | F1806 | 2018-10-28 20:05 | 150
| Waterloo - Waterloo East | F1806 | 2018-10-29 14:05 | 173
| Waterloo - Waterloo East | F1806 | 2018-10-29 20:05 | 150
| Waterloo - Waterloo East | F1806 | 2018-10-30 10:05 | 173
| Waterloo - Waterloo East | F1806 | 2018-10-30 22:05 | 150
| Waterloo - Waterloo East | F1806 | 2018-10-31 10:05 | 173
| Waterloo - Waterloo East | F1806 | 2018-10-31 14:05 | 150
| Waterloo - Waterloo East | F1806 | 2018-10-31 22:05 | 141
| Waterloo - Waterloo East | F1806 | 2018-11-01 12:05 | 150
| Waterloo - Waterloo East | F1806 | 2018-11-01 22:05 | 141
| Waterloo - Waterloo East | F1806 | 2018-11-02 20:05 | 150
| Waterloo - Waterloo East | F1806 | 2018-11-03 14:05 | 173
| Waterloo - Waterloo East | F1806 | 2018-11-03 18:05 | 150
| Waterloo - Waterloo East | F1806 | 2018-11-04 10:05 | 173
| Waterloo - Waterloo East | F1806 | 2018-11-04 22:05 | 150
| Waterloo - Waterloo East | F1806 | 2018-11-05 12:05 | 173
| Waterloo - Waterloo East | F1806 | 2018-11-06 00:05 | 150
| Waterloo - Waterloo East | F1806 | 2018-11-09 14:05 | 173
| Waterloo - Waterloo East | F1806 | 2018-11-09 22:05 | 150
| Waterloo - Waterloo East | F1806 | 2018-11-10 12:05 | 173
| Waterloo - Waterloo East | F1806 | 2018-11-10 22:05 | 150
| Waterloo - Waterloo East | F1806 | 2018-11-11 10:05 | 173
| Waterloo - Waterloo East | F1806 | 2018-11-11 16:05 | 150
| Waterloo - Waterloo East | F1806 | 2018-11-11 20:05 | 141
| Waterloo - Waterloo East | F1806 | 2018-11-12 12:05 | 150
| Waterloo - Waterloo East | F1806 | 2018-11-12 18:05 | 141
| Waterloo - Waterloo East | F1806 | 2018-11-13 20:05 | 150
| Waterloo - Waterloo East | F1806 | 2018-11-14 16:05 | 173
| Waterloo - Waterloo East | F1806 | 2018-11-14 20:05 | 150
| Waterloo - Waterloo East | F1806 | 2018-11-15 14:05 | 173
| Waterloo - Waterloo East | F1806 | 2018-11-15 20:05 | 150
| Waterloo - Waterloo East | F1806 | 2018-11-16 12:05 | 173
| Waterloo - Waterloo East | F1806 | 2018-11-16 20:05 | 150
| Waterloo - Waterloo East | F1806 | 2018-11-17 14:05 | 173
| Waterloo - Waterloo East | F1806 | 2018-11-17 20:05 | 150
| Waterloo - Waterloo East | F1806 | 2018-11-18 10:05 | 173
| Waterloo - Waterloo East | F1806 | 2018-11-19 12:05 | 150
| Waterloo - Waterloo East | F1806 | 2018-11-19 20:05 | 141
| Waterloo - Waterloo East | F1806 | 2018-11-20 02:05 | 150
| Waterloo - Waterloo East | F1806 | 2018-11-25 12:05 | 173
| Waterloo - Waterloo East | F1806 | 2018-11-25 20:05 | 150
| Waterloo - Waterloo East | F1806 | 2018-11-26 14:05 | 173
| Waterloo - Waterloo East | F1806 | 2018-11-26 20:05 | 150
| Waterloo - Waterloo East | F1806 | 2018-11-29 14:05 | 173
| Waterloo - Waterloo East | F1806 | 2018-11-29 22:05 | 150
| Waterloo - Waterloo East | F1806 | 2018-11-30 12:05 | 173
| Waterloo - Waterloo East | F1806 | 2018-12-01 00:05 | 150
| Waterloo - Waterloo East | F1806 | 2018-12-01 04:05 | 173
| Waterloo - Waterloo East | F1806 | 2018-12-01 12:05 | 150
| Waterloo - Waterloo East | F1806 | 2018-12-01 14:05 | 141
| Waterloo - Waterloo East | F1806 | 2018-12-01 20:05 | 150
| Waterloo - Waterloo East | F1806 | 2018-12-03 12:05 | 173
| Waterloo - Waterloo East | F1806 | 2018-12-03 22:05 | 150
| Waterloo - Waterloo East | F1806 | 2018-12-04 14:05 | 173
| Waterloo - Waterloo East | F1806 | 2018-12-05 14:05 | 150
| Waterloo - Waterloo East | F1806 | 2018-12-05 22:05 | 141
| Waterloo - Waterloo East | F1806 | 2018-12-06 10:05 | 150
| Waterloo - Waterloo East | F1806 | 2018-12-06 22:05 | 141
| Waterloo - Waterloo East | F1806 | 2018-12-07 08:05 | 150
| Waterloo - Waterloo East | F1806 | 2018-12-07 22:05 | 141
| Waterloo - Waterloo East | F1806 | 2018-12-08 20:05 | 150
| Waterloo - Waterloo East | F1806 | 2018-12-09 10:05 | 173
| Waterloo - Waterloo East | F1806 | 2018-12-09 14:05 | 150
| Waterloo - Waterloo East | F1806 | 2018-12-09 18:05 | 141
| Waterloo - Waterloo East | F1806 | 2018-12-10 00:05 | 150
| Waterloo - Waterloo East | F1806 | 2018-12-10 10:05 | 173
| Waterloo - Waterloo East | F1806 | 2018-12-10 22:05 | 150
| Waterloo - Waterloo East | F1806 | 2018-12-11 08:05 | 173
| Waterloo - Waterloo East | F1806 | 2018-12-11 14:05 | 150
| Waterloo - Waterloo East | F1806 | 2018-12-11 20:05 | 141
| Waterloo - Waterloo East | F1806 | 2018-12-12 12:05 | 150
| Waterloo - Waterloo East | F1806 | 2018-12-12 18:05 | 141
| Waterloo - Waterloo East | F1806 | 2018-12-13 00:05 | 150
| Waterloo - Waterloo East | F1806 | 2018-12-14 13:10 | 173
| Waterloo - Waterloo East | F1806 | 2018-12-14 18:05 | 150
| Waterloo - Waterloo East | F1806 | 2018-12-15 10:05 | 173
| Waterloo - Waterloo East | F1806 | 2018-12-15 22:05 | 150
| Waterloo - Waterloo East | F1806 | 2018-12-16 14:05 | 173
| Waterloo - Waterloo East | F1806 | 2018-12-16 22:05 | 150
| Waterloo - Waterloo East | F1806 | 2018-12-17 12:05 | 173
| Waterloo - Waterloo East | F1806 | 2018-12-19 16:05 | 150
| Waterloo - Waterloo East | F1806 | 2018-12-19 20:05 | 141
| Waterloo - Waterloo East | F1806 | 2018-12-20 06:05 | 150
| Waterloo - Waterloo East | F1806 | 2018-12-20 10:05 | 173
| Waterloo - Waterloo East | F1806 | 2018-12-20 20:05 | 150
| Waterloo - Waterloo East | F1806 | 2018-12-21 14:05 | 173
| Waterloo - Waterloo East | F1806 | 2018-12-21 20:05 | 150
| Waterloo - Waterloo East | F1806 | 2018-12-22 12:05 | 173
| Waterloo - Waterloo East | F1806 | 2018-12-22 20:05 | 150
| Waterloo - Waterloo East | F1806 | 2018-12-23 10:05 | 173
| Waterloo - Waterloo East | F1806 | 2018-12-24 02:05 | 150
| Waterloo - Waterloo East | F1806 | 2018-12-24 10:05 | 173
| Waterloo - Waterloo East | F1806 | 2018-12-24 12:05 | 150
| Waterloo - Waterloo East | F1806 | 2018-12-24 22:05 | 141
| Waterloo - Waterloo East | F1806 | 2018-12-25 06:05 | 150
| Waterloo - Waterloo East | F1806 | 2018-12-25 08:05 | 173
| Waterloo - Waterloo East | F1806 | 2018-12-25 12:05 | 150
| Waterloo - Waterloo East | F1806 | 2018-12-25 22:05 | 141
| Waterloo - Waterloo East | F1806 | 2018-12-26 10:05 | 150
| Waterloo - Waterloo East | F1806 | 2018-12-26 22:05 | 141
| Waterloo - Waterloo East | F1806 | 2018-12-27 10:05 | 150
| Waterloo - Waterloo East | F1806 | 2018-12-27 22:05 | 141
| Waterloo - Waterloo East | F1806 | 2018-12-28 10:05 | 150
| Waterloo - Waterloo East | F1806 | 2018-12-28 20:05 | 141
| Waterloo - Waterloo East | F1806 | 2018-12-30 04:05 | 150
| Waterloo - Waterloo East | F1806 | 2018-12-30 10:05 | 173
| Waterloo - Waterloo East | F1806 | 2018-12-31 00:05 | 150
| Waterloo - Waterloo East | F1806 | 2018-12-31 10:05 | 173
| Waterloo - Waterloo East | F1806 | 2019-01-01 | 150
| Waterloo - Waterloo East | F1806 | 2019-01-01 10:05 | 173
| Waterloo - Waterloo East | F1806 | 2019-01-01 16:05 | 150
| Waterloo - Waterloo East | F1806 | 2019-01-01 18:05 | 141
| Waterloo - Waterloo East | F1806 | 2019-01-02 04:05 | 150
| Waterloo - Waterloo East | F1806 | 2019-01-02 10:05 | 173
| Waterloo - Waterloo East | F1806 | 2019-01-02 14:05 | 150
| Waterloo - Waterloo East | F1806 | 2019-01-02 20:05 | 141
| Waterloo - Waterloo East | F1806 | 2019-01-03 10:05 | 150
| Waterloo - Waterloo East | F1806 | 2019-01-04 08:05 | 141
| Waterloo - Waterloo East | F1806 | 2019-01-04 22:05 | 150
| Waterloo - Waterloo East | F1806 | 2019-01-05 10:05 | 173
| Waterloo - Waterloo East | F1806 | 2019-01-05 22:05 | 150
| Waterloo - Waterloo East | F1806 | 2019-01-06 10:05 | 173
| Waterloo - Waterloo East | F1806 | 2019-01-06 22:05 | 150
| Waterloo - Waterloo East | F1806 | 2019-01-07 12:05 | 173
| Waterloo - Waterloo East | F1806 | 2019-01-08 00:05 | 150
| Waterloo - Waterloo East | F1806 | 2019-01-08 10:05 | 173
| Waterloo - Waterloo East | F1806 | 2019-01-08 22:05 | 150
| Waterloo - Waterloo East | F1806 | 2019-01-09 12:05 | 173
| Waterloo - Waterloo East | F1806 | 2019-01-09 20:05 | 150
| Waterloo - Waterloo East | F1806 | 2019-01-10 12:05 | 173
| Waterloo - Waterloo East | F1806 | 2019-01-11 12:05 | 150
| Waterloo - Waterloo East | F1806 | 2019-01-12 02:05 | 141
| Waterloo - Waterloo East | F1806 | 2019-01-12 14:05 | 150
| Waterloo - Waterloo East | F1806 | 2019-01-12 16:05 | 141
| Waterloo - Waterloo East | F1806 | 2019-01-13 02:05 | 150
| Waterloo - Waterloo East | F1806 | 2019-01-13 10:05 | 173
| Waterloo - Waterloo East | F1806 | 2019-01-13 14:05 | 150
| Waterloo - Waterloo East | F1806 | 2019-01-13 20:05 | 141
| Waterloo - Waterloo East | F1806 | 2019-01-14 06:05 | 150
| Waterloo - Waterloo East | F1806 | 2019-01-14 08:05 | 173
| Waterloo - Waterloo East | F1806 | 2019-01-14 09:50 | 150
| Waterloo - Waterloo East | F1806 | 2019-01-15 00:05 | 141
| Waterloo - Waterloo East | F1806 | 2019-01-15 10:05 | 150
| Waterloo - Waterloo East | F1806 | 2019-01-16 00:05 | 141
| Waterloo - Waterloo East | F1806 | 2019-01-16 12:05 | 150
| Waterloo - Waterloo East | F1806 | 2019-01-17 00:05 | 141
| Waterloo - Waterloo East | F1806 | 2019-01-17 10:05 | 150
| Waterloo - Waterloo East | F1806 | 2019-01-18 02:05 | 141
| Waterloo - Waterloo East | F1806 | 2019-01-19 00:05 | 150
| Waterloo - Waterloo East | F1806 | 2019-01-19 10:05 | 173
| Waterloo - Waterloo East | F1806 | 2019-01-19 22:05 | 150
| Waterloo - Waterloo East | F1806 | 2019-01-20 10:05 | 173
| Waterloo - Waterloo East | F1806 | 2019-01-20 14:05 | 150
| Waterloo - Waterloo East | F1806 | 2019-01-20 20:05 | 141
| Waterloo - Waterloo East | F1806 | 2019-01-21 12:05 | 150
| Waterloo - Waterloo East | F1806 | 2019-01-21 22:05 | 141
| Waterloo - Waterloo East | F1806 | 2019-01-22 12:05 | 150
| Waterloo - Waterloo East | F1806 | 2019-01-23 00:05 | 141
| Waterloo - Waterloo East | F1806 | 2019-01-23 10:05 | 150
| Waterloo - Waterloo East | F1806 | 2019-01-25 04:05 | 141
| Waterloo - Waterloo East | F1806 | 2019-01-26 04:05 | 150
| Waterloo - Waterloo East | F1806 | 2019-01-26 10:05 | 173
| Waterloo - Waterloo East | F1806 | 2019-01-27 02:05 | 150
| Waterloo - Waterloo East | F1806 | 2019-01-27 10:05 | 173
| Waterloo - Waterloo East | F1806 | 2019-01-28 00:05 | 150
| Waterloo - Waterloo East | F1806 | 2019-01-28 10:05 | 173
| Waterloo - Waterloo East | F1806 | 2019-01-29 00:05 | 150
| Waterloo - Waterloo East | F1806 | 2019-01-29 10:05 | 173
| Waterloo - Waterloo East | F1806 | 2019-01-29 14:05 | 150
| Waterloo - Waterloo East | F1806 | 2019-01-29 20:05 | 141
| Waterloo - Waterloo East | F1806 | 2019-01-30 04:05 | 150
| Waterloo - Waterloo East | F1806 | 2019-01-30 08:05 | 173
| Waterloo - Waterloo East | F1806 | 2019-01-30 12:05 | 150
| Waterloo - Waterloo East | F1806 | 2019-01-30 20:05 | 141
| Waterloo - Waterloo East | F1806 | 2019-01-31 02:05 | 150
| Waterloo - Waterloo East | F1806 | 2019-01-31 12:20 | 173
| Waterloo - Waterloo East | F1806 | 2019-01-31 20:05 | 150
| Waterloo - Waterloo East | F1806 | 2019-02-01 12:05 | 173
| Waterloo - Waterloo East | F1806 | 2019-02-02 06:05 | 150
| Waterloo - Waterloo East | F1806 | 2019-02-02 10:05 | 173
| Waterloo - Waterloo East | F1806 | 2019-02-02 12:05 | 150
| Waterloo - Waterloo East | F1806 | 2019-02-03 00:05 | 141
| Waterloo - Waterloo East | F1806 | 2019-02-03 10:05 | 150
| Waterloo - Waterloo East | F1806 | 2019-02-03 20:05 | 141
| Waterloo - Waterloo East | F1806 | 2019-02-04 04:05 | 150
| Waterloo - Waterloo East | F1806 | 2019-02-04 10:05 | 173
| Waterloo - Waterloo East | F1806 | 2019-02-04 22:05 | 150
| Waterloo - Waterloo East | F1806 | 2019-02-05 12:05 | 173
| Waterloo - Waterloo East | F1806 | 2019-02-05 16:05 | 150
| Waterloo - Waterloo East | F1806 | 2019-02-05 18:05 | 141
| Waterloo - Waterloo East | F1806 | 2019-02-06 16:05 | 150
| Waterloo - Waterloo East | F1806 | 2019-02-06 20:05 | 141
| Waterloo - Waterloo East | F1806 | 2019-02-07 06:05 | 150
| Waterloo - Waterloo East | F1806 | 2019-02-07 08:05 | 173
| Waterloo - Waterloo East | F1806 | 2019-02-07 14:05 | 150
| Waterloo - Waterloo East | F1806 | 2019-02-07 18:05 | 141
| Waterloo - Waterloo East | F1806 | 2019-02-08 00:05 | 150
| Waterloo - Waterloo East | F1806 | 2019-02-08 12:05 | 173
| Waterloo - Waterloo East | F1806 | 2019-02-08 22:05 | 150
| Waterloo - Waterloo East | F1806 | 2019-02-09 12:05 | 173
| Waterloo - Waterloo East | F1806 | 2019-02-09 20:05 | 150
| Waterloo - Waterloo East | F1806 | 2019-02-10 14:05 | 173
| Waterloo - Waterloo East | F1806 | 2019-02-10 22:05 | 150
| Waterloo - Waterloo East | F1806 | 2019-02-11 00:05 | 173
| Waterloo - Waterloo East | F1806 | 2019-02-11 02:05 | 150
| Waterloo - Waterloo East | F1806 | 2019-02-11 12:05 | 173
| Waterloo - Waterloo East | F1806 | 2019-02-12 02:05 | 150
| Waterloo - Waterloo East | F1806 | 2019-02-13 14:05 | 173
| Waterloo - Waterloo East | F1806 | 2019-02-13 20:05 | 150
| Waterloo - Waterloo East | F1806 | 2019-02-14 14:05 | 173
| Waterloo - Waterloo East | F1806 | 2019-02-14 22:05 | 150
| Waterloo - Waterloo East | F1806 | 2019-02-15 10:05 | 173
| Waterloo - Waterloo East | F1806 | 2019-02-16 00:05 | 150
| Waterloo - Waterloo East | F1806 | 2019-02-16 10:05 | 173
| Waterloo - Waterloo East | F1806 | 2019-02-17 02:05 | 150
| Waterloo - Waterloo East | F1806 | 2019-02-17 10:05 | 173
| Waterloo - Waterloo East | F1806 | 2019-02-17 14:05 | 150
| Waterloo - Waterloo East | F1806 | 2019-02-17 22:05 | 141
| Waterloo - Waterloo East | F1806 | 2019-02-18 08:05 | 150
| Waterloo - Waterloo East | F1806 | 2019-02-18 12:05 | 173
| Waterloo - Waterloo East | F1806 | 2019-02-18 22:05 | 150
| Waterloo - Waterloo East | F1806 | 2019-02-19 12:05 | 173
| Waterloo - Waterloo East | F1806 | 2019-02-19 22:05 | 150
| Waterloo - Waterloo East | F1806 | 2019-02-20 12:05 | 173
| Waterloo - Waterloo East | F1806 | 2019-02-20 22:05 | 150
| Waterloo - Waterloo East | F1806 | 2019-02-21 12:05 | 173
| Waterloo - Waterloo East | F1806 | 2019-02-21 22:05 | 150
| Waterloo - Waterloo East | F1806 | 2019-02-22 10:05 | 173
| Waterloo - Waterloo East | F1806 | 2019-02-23 14:05 | 150
| Waterloo - Waterloo East | F1806 | 2019-02-23 20:05 | 141
| Waterloo - Waterloo East | F1806 | 2019-02-24 12:05 | 150
| Waterloo - Waterloo East | F1806 | 2019-02-24 22:05 | 141
| Waterloo - Waterloo East | F1806 | 2019-02-25 12:05 | 150
| Waterloo - Waterloo East | F1806 | 2019-02-26 00:05 | 141
| Waterloo - Waterloo East | F1806 | 2019-02-26 12:05 | 150
| Waterloo - Waterloo East | F1806 | 2019-02-26 22:05 | 141
| Waterloo - Waterloo East | F1806 | 2019-02-27 12:05 | 150
| Waterloo - Waterloo East | F1806 | 2019-02-28 00:05 | 141
| Waterloo - Waterloo East | F1806 | 2019-02-28 10:25 | 150
| Waterloo - Waterloo East | F1806 | 2019-02-28 22:05 | 141
| Waterloo - Waterloo East | F1806 | 2019-03-01 10:05 | 150
| Waterloo - Waterloo East | F1806 | 2019-03-02 06:05 | 141
| Waterloo - Waterloo East | F1806 | 2019-03-02 10:05 | 150
| Waterloo - Waterloo East | F1806 | 2019-03-03 02:05 | 141
| Waterloo - Waterloo East | F1806 | 2019-03-03 16:05 | 150
| Waterloo - Waterloo East | F1806 | 2019-03-03 20:05 | 141
| Waterloo - Waterloo East | F1806 | 2019-03-04 04:05 | 150
| Waterloo - Waterloo East | F1806 | 2019-03-04 10:05 | 173
| Waterloo - Waterloo East | F1806 | 2019-03-04 14:05 | 150
| Waterloo - Waterloo East | F1806 | 2019-03-04 18:05 | 141
| Waterloo - Waterloo East | F1806 | 2019-03-05 02:05 | 150
| Waterloo - Waterloo East | F1806 | 2019-03-05 10:05 | 173
| Waterloo - Waterloo East | F1806 | 2019-03-05 22:05 | 150
| Waterloo - Waterloo East | F1806 | 2019-03-07 16:05 | 173
| Waterloo - Waterloo East | F1806 | 2019-03-07 22:05 | 150
| Waterloo - Waterloo East | F1806 | 2019-03-08 12:05 | 173
| Waterloo - Waterloo East | F1806 | 2019-03-09 00:05 | 150
| Waterloo - Waterloo East | F1806 | 2019-03-09 10:05 | 173
| Waterloo - Waterloo East | F1806 | 2019-03-10 00:05 | 150
| Waterloo - Waterloo East | F1806 | 2019-03-10 12:05 | 173
| Waterloo - Waterloo East | F1806 | 2019-03-11 06:05 | 150
| Waterloo - Waterloo East | F1806 | 2019-03-11 10:05 | 173
| Waterloo - Waterloo East | F1806 | 2019-03-11 22:05 | 150
| Waterloo - Waterloo East | F1806 | 2019-03-12 14:05 | 173
| Waterloo - Waterloo East | F1806 | 2019-03-12 20:05 | 150
| Waterloo - Waterloo East | F1806 | 2019-03-13 14:05 | 173
| Waterloo - Waterloo East | F1806 | 2019-03-13 20:05 | 150
| Waterloo - Waterloo East | F1806 | 2019-03-14 14:20 | 173
| Waterloo - Waterloo East | F1806 | 2019-03-14 22:05 | 150
| Waterloo - Waterloo East | F1806 | 2019-03-15 12:05 | 173
| Waterloo - Waterloo East | F1806 | 2019-03-15 22:05 | 150
| Waterloo - Waterloo East | F1806 | 2019-03-16 10:05 | 173
| Waterloo - Waterloo East | F1806 | 2019-03-17 06:05 | 150
| Waterloo - Waterloo East | F1806 | 2019-03-17 10:05 | 173
| Waterloo - Waterloo East | F1806 | 2019-03-17 16:05 | 150
| Waterloo - Waterloo East | F1806 | 2019-03-17 20:05 | 141
| Waterloo - Waterloo East | F1806 | 2019-03-18 04:05 | 150
| Waterloo - Waterloo East | F1806 | 2019-03-18 10:05 | 173
| Waterloo - Waterloo East | F1806 | 2019-03-18 14:05 | 150
| Waterloo - Waterloo East | F1806 | 2019-03-18 20:05 | 141
| Waterloo - Waterloo East | F1806 | 2019-03-19 04:05 | 150
| Waterloo - Waterloo East | F1806 | 2019-03-19 10:05 | 173
| Waterloo - Waterloo East | F1806 | 2019-03-20 00:05 | 150
| Waterloo - Waterloo East | F1806 | 2019-03-20 10:05 | 173
| Waterloo - Waterloo East | F1806 | 2019-03-21 04:05 | 150
| Waterloo - Waterloo East | F1806 | 2019-03-21 10:05 | 173
| Waterloo - Waterloo East | F1806 | 2019-03-21 22:05 | 150
| Waterloo - Waterloo East | F1806 | 2019-03-22 10:05 | 173
| Waterloo - Waterloo East | F1806 | 2019-03-22 16:05 | 150
| Waterloo - Waterloo East | F1806 | 2019-03-22 18:05 | 141
| Waterloo - Waterloo East | F1806 | 2019-03-23 08:05 | 150
| Waterloo - Waterloo East | F1806 | 2019-03-23 10:05 | 173
| Waterloo - Waterloo East | F1806 | 2019-03-24 02:05 | 150
| Waterloo - Waterloo East | F1806 | 2019-03-24 12:05 | 173
| Waterloo - Waterloo East | F1806 | 2019-03-25 00:05 | 150
| Waterloo - Waterloo East | F1806 | 2019-03-26 14:05 | 173
| Waterloo - Waterloo East | F1806 | 2019-03-26 20:05 | 150
| Waterloo - Waterloo East | F1806 | 2019-03-27 12:05 | 173
| Waterloo - Waterloo East | F1806 | 2019-03-27 22:05 | 150
| Waterloo - Waterloo East | F1806 | 2019-03-28 13:10 | 173
| Waterloo - Waterloo East | F1806 | 2019-03-29 00:05 | 150
| Waterloo - Waterloo East | F1806 | 2019-03-29 08:05 | 173
| Waterloo - Waterloo East | F1806 | 2019-03-29 12:05 | 150
| Waterloo - Waterloo East | F1806 | 2019-04-01 14:05 | 173
| Waterloo - Waterloo East | F1806 | 2019-04-01 20:05 | 150
| Waterloo - Waterloo East | F1806 | 2019-04-02 12:05 | 173
| Waterloo - Waterloo East | F1806 | 2019-04-02 22:05 | 150
| Waterloo - Waterloo East | F1806 | 2019-04-03 12:05 | 173
| Waterloo - Waterloo East | F1806 | 2019-04-04 16:05 | 150
| Waterloo - Waterloo East | F1806 | 2019-04-04 20:05 | 141
| Waterloo - Waterloo East | F1806 | 2019-04-05 12:05 | 150
| Waterloo - Waterloo East | F1806 | 2019-04-05 18:05 | 141
| Waterloo - Waterloo East | F1806 | 2019-04-05 22:05 | 150
| Waterloo - Waterloo East | F1806 | 2019-04-06 14:05 | 173
| Waterloo - Waterloo East | F1806 | 2019-04-06 20:05 | 150
| Waterloo - Waterloo East | F1806 | 2019-04-07 15:05 | 173
| Waterloo - Waterloo East | F1806 | 2019-04-07 19:05 | 150
| Waterloo - Waterloo East | F1806 | 2019-04-08 15:05 | 173
| Waterloo - Waterloo East | F1806 | 2019-04-08 19:05 | 150
| Waterloo - Waterloo East | F1806 | 2019-04-11 15:05 | 173
| Waterloo - Waterloo East | F1806 | 2019-04-11 19:05 | 150
| Waterloo - Waterloo East | F1806 | 2019-04-12 13:05 | 173
| Waterloo - Waterloo East | F1806 | 2019-04-12 21:05 | 150
| Waterloo - Waterloo East | F1806 | 2019-04-13 13:05 | 173
| Waterloo - Waterloo East | F1806 | 2019-04-13 21:05 | 150
| Waterloo - Waterloo East | F1806 | 2019-04-14 13:05 | 173
| Waterloo - Waterloo East | F1806 | 2019-04-15 05:05 | 150
| Waterloo - Waterloo East | F1806 | 2019-04-15 07:05 | 173
| Waterloo - Waterloo East | F1806 | 2019-04-16 05:05 | 150
| Waterloo - Waterloo East | F1806 | 2019-04-16 11:05 | 173
| Waterloo - Waterloo East | F1806 | 2019-04-16 15:05 | 150
| Waterloo - Waterloo East | F1806 | 2019-04-16 21:05 | 141
| Waterloo - Waterloo East | F1806 | 2019-04-17 21:05 | 150
| Waterloo - Waterloo East | F1806 | 2019-04-18 15:05 | 173
| Waterloo - Waterloo East | F1806 | 2019-04-18 19:05 | 150
| Waterloo - Waterloo East | F1806 | 2019-04-19 09:05 | 173
| Waterloo - Waterloo East | F1806 | 2019-04-19 15:05 | 150
| Waterloo - Waterloo East | F1806 | 2019-04-19 19:05 | 141
| Waterloo - Waterloo East | F1806 | 2019-04-21 03:05 | 150
| Waterloo - Waterloo East | F1806 | 2019-04-23 15:05 | 173
| Waterloo - Waterloo East | F1806 | 2019-04-23 17:05 | 150
| Waterloo - Waterloo East | F1806 | 2019-04-24 15:05 | 173
| Waterloo - Waterloo East | F1806 | 2019-04-24 17:05 | 150
| Waterloo - Waterloo East | F1806 | 2019-04-25 15:05 | 173
| Waterloo - Waterloo East | F1806 | 2019-04-25 17:05 | 150
| Waterloo - Waterloo East | F1806 | 2019-04-29 15:05 | 173
| Waterloo - Waterloo East | F1806 | 2019-04-29 19:05 | 150
| Waterloo - Waterloo East | F1806 | 2019-04-30 13:05 | 173
| Waterloo - Waterloo East | F1806 | 2019-04-30 21:05 | 150
| Waterloo - Waterloo East | F1806 | 2019-05-15 15:05 | 173
| Waterloo - Waterloo East | F1806 | 2019-05-15 19:05 | 150
| Waterloo - Waterloo East | F1806 | 2019-05-16 17:05 | 173
| Waterloo - Waterloo East | F1806 | 2019-05-16 19:05 | 150
| Waterloo - Waterloo East | F1806 | 2019-05-17 15:05 | 173
| Waterloo - Waterloo East | F1806 | 2019-05-17 19:05 | 150
| Waterloo - Waterloo East | F1806 | 2019-05-18 13:05 | 173
| Waterloo - Waterloo East | F1806 | 2019-05-19 15:05 | 150
| Waterloo - Waterloo East | F1806 | 2019-05-21 16:10 | 173
| Waterloo - Waterloo East | F1806 | 2019-05-21 19:05 | 150
| Waterloo - Waterloo East | F1806 | 2019-05-22 13:05 | 173
| Waterloo - Waterloo East | F1806 | 2019-05-22 19:05 | 150
| Waterloo - Waterloo East | F1806 | 2019-05-23 13:05 | 173
| Waterloo - Waterloo East | F1806 | 2019-05-23 19:05 | 150
| Waterloo - Waterloo East | F1806 | 2019-05-24 13:05 | 173
| Waterloo - Waterloo East | F1806 | 2019-05-24 17:05 | 150
| Waterloo - Waterloo East | F1806 | 2019-05-31 | 173
| Waterloo East - Morgan Whyalla Pump Station #4 | F1888 | 2016-07-16 10:05 | 137
| Yadnarie - Pt Lincoln | F1811 | 2016-11-06 09:45 | 91.4522
| Yadnarie - Pt Lincoln | F1811 | 2016-11-06 09:50 | 91.2939
| Yadnarie - Pt Lincoln | F1811 | 2016-11-06 09:55 | 90.3864
| Yadnarie - Pt Lincoln | F1811 | 2016-11-06 10:35 | 91.4522
| Yadnarie - Pt Lincoln | F1811 | 2016-11-06 10:40 | 84.9727
| Yadnarie - Pt Lincoln | F1811 | 2016-11-06 10:45 | 83.8402
| Yadnarie - Pt Lincoln | F1811 | 2016-11-06 10:55 | 91.4522
| Yadnarie - Pt Lincoln | F1811 | 2016-11-06 11:00 | 85.6982
| Yadnarie - Pt Lincoln | F1811 | 2016-11-06 11:05 | 84.4358
| Yadnarie - Pt Lincoln | F1811 | 2016-11-06 11:10 | 80.6349
| Yadnarie - Pt Lincoln | F1811 | 2016-11-06 11:15 | 80.4109
| Yadnarie - Pt Lincoln | F1811 | 2016-11-06 11:20 | 80.8461
| Yadnarie - Pt Lincoln | F1811 | 2016-11-06 11:25 | 80.6459
| Yadnarie - Pt Lincoln | F1811 | 2016-11-16 12:55 | 91.4522
| Yadnarie - Pt Lincoln | F1811 | 2016-11-16 13:00 | 89.4841
| Yadnarie - Pt Lincoln | F1811 | 2016-11-16 13:05 | 90.1191
| Yadnarie - Pt Lincoln | F1811 | 2016-11-16 13:10 | 91.4397
| Yadnarie - Pt Lincoln | F1811 | 2016-11-16 13:15 | 90.0483
| Yadnarie - Pt Lincoln | F1811 | 2016-11-20 09:25 | 91.4522
| Yadnarie - Pt Lincoln | F1811 | 2016-11-20 09:30 | 77.0639
| Yadnarie - Pt Lincoln | F1811 | 2016-11-20 09:35 | 74.3656
| Yadnarie - Pt Lincoln | F1811 | 2016-11-20 09:40 | 86.4714
| Yadnarie - Pt Lincoln | F1811 | 2016-11-20 09:45 | 83.8928
| Yadnarie - Pt Lincoln | F1811 | 2016-11-21 08:35 | 91.4522
| Yadnarie - Pt Lincoln | F1811 | 2016-11-21 08:40 | 83.3275
| Yadnarie - Pt Lincoln | F1811 | 2016-11-21 08:45 | 81.5117
| Yadnarie - Pt Lincoln | F1811 | 2016-12-01 11:05 | 91.4522
| Yadnarie - Pt Lincoln | F1811 | 2016-12-01 11:10 | 87.3211
| Yadnarie - Pt Lincoln | F1811 | 2016-12-01 11:15 | 87.3401
| Yadnarie - Pt Lincoln | F1811 | 2016-12-01 11:20 | 91.0258
| Yadnarie - Pt Lincoln | F1811 | 2016-12-01 11:25 | 90.7882
| Yadnarie - Pt Lincoln | F1811 | 2016-12-16 09:40 | 91.4522
| Yadnarie - Pt Lincoln | F1811 | 2016-12-16 09:45 | 90.8981
| Yadnarie - Pt Lincoln | F1811 | 2016-12-24 09:15 | 91.4522
| Yadnarie - Pt Lincoln | F1811 | 2016-12-24 09:20 | 84.7324
| Yadnarie - Pt Lincoln | F1811 | 2016-12-24 09:25 | 83.2647
| Yadnarie - Pt Lincoln | F1811 | 2016-12-24 09:30 | 68.8996
| Yadnarie - Pt Lincoln | F1811 | 2016-12-24 09:35 | 67.981
| Yadnarie - Pt Lincoln | F1811 | 2016-12-24 09:40 | 88.687
| Yadnarie - Pt Lincoln | F1811 | 2016-12-24 09:45 | 87.6579
| Yadnarie - Pt Lincoln | F1811 | 2016-12-24 09:50 | 64.2253
| Yadnarie - Pt Lincoln | F1811 | 2016-12-24 09:55 | 62.7054
| Yadnarie - Pt Lincoln | F1811 | 2016-12-24 10:00 | 67.8103
| Yadnarie - Pt Lincoln | F1811 | 2016-12-24 10:05 | 67.6892
| Yadnarie - Pt Lincoln | F1811 | 2016-12-24 10:10 | 76.0945
| Yadnarie - Pt Lincoln | F1811 | 2016-12-24 10:15 | 75.2967
| Yadnarie - Pt Lincoln | F1811 | 2016-12-24 10:20 | 75.0982
| Yadnarie - Pt Lincoln | F1811 | 2016-12-24 10:25 | 73.4397
| Yadnarie - Pt Lincoln | F1811 | 2016-12-24 10:30 | 70.8338
| Yadnarie - Pt Lincoln | F1811 | 2016-12-24 10:35 | 70.3713
| Yadnarie - Pt Lincoln | F1811 | 2016-12-24 10:40 | 74.0849
| Yadnarie - Pt Lincoln | F1811 | 2016-12-24 10:45 | 72.5247
| Yadnarie - Pt Lincoln | F1811 | 2016-12-24 10:50 | 61.0905
| Yadnarie - Pt Lincoln | F1811 | 2016-12-24 10:55 | 61.2475
| Yadnarie - Pt Lincoln | F1811 | 2016-12-24 11:00 | 69.4041
| Yadnarie - Pt Lincoln | F1811 | 2016-12-24 11:05 | 69.0751
| Yadnarie - Pt Lincoln | F1811 | 2016-12-24 11:10 | 68.8203
| Yadnarie - Pt Lincoln | F1811 | 2016-12-24 11:15 | 68.4463
| Yadnarie - Pt Lincoln | F1811 | 2016-12-24 11:20 | 63.3454
| Yadnarie - Pt Lincoln | F1811 | 2016-12-24 11:25 | 61.8699
| Yadnarie - Pt Lincoln | F1811 | 2016-12-24 11:30 | 67.0934
| Yadnarie - Pt Lincoln | F1811 | 2016-12-24 11:35 | 66.8261
| Yadnarie - Pt Lincoln | F1811 | 2016-12-24 11:40 | 74.0606
| Yadnarie - Pt Lincoln | F1811 | 2016-12-24 11:45 | 73.4437
| Yadnarie - Pt Lincoln | F1811 | 2016-12-24 11:50 | 83.7298
| Yadnarie - Pt Lincoln | F1811 | 2016-12-24 11:55 | 83.2872
| Yadnarie - Pt Lincoln | F1811 | 2016-12-24 12:00 | 83.0272
| Yadnarie - Pt Lincoln | F1811 | 2016-12-24 12:05 | 84.2425
| Yadnarie - Pt Lincoln | F1811 | 2016-12-24 12:10 | 89.3341
| Yadnarie - Pt Lincoln | F1811 | 2016-12-24 12:15 | 89.5191
| Yadnarie - Pt Lincoln | F1811 | 2016-12-24 12:20 | 89.9128
| Yadnarie - Pt Lincoln | F1811 | 2016-12-24 12:25 | 88.8272
| Yadnarie - Pt Lincoln | F1811 | 2016-12-25 12:00 | 91.4522
| Yadnarie - Pt Lincoln | F1811 | 2016-12-25 12:05 | 91.3224
| Yadnarie - Pt Lincoln | F1811 | 2016-12-25 14:05 | 91.4522
| Yadnarie - Pt Lincoln | F1811 | 2016-12-25 14:10 | 86.7092
| Yadnarie - Pt Lincoln | F1811 | 2016-12-25 14:15 | 87.5492
| Yadnarie - Pt Lincoln | F1811 | 2016-12-25 14:20 | 87.6793
| Yadnarie - Pt Lincoln | F1811 | 2016-12-25 14:25 | 86.6068
| Yadnarie - Pt Lincoln | F1811 | 2016-12-25 14:35 | 91.4522
| Yadnarie - Pt Lincoln | F1811 | 2016-12-25 14:40 | 88.1654
| Yadnarie - Pt Lincoln | F1811 | 2016-12-25 14:45 | 89.9563
| Yadnarie - Pt Lincoln | F1811 | 2016-12-25 14:50 | 79.5908
| Yadnarie - Pt Lincoln | F1811 | 2016-12-25 14:55 | 80.1566
| Yadnarie - Pt Lincoln | F1811 | 2016-12-31 13:35 | 91.4522
| Yadnarie - Pt Lincoln | F1811 | 2016-12-31 13:40 | 90.6631
| Yadnarie - Pt Lincoln | F1811 | 2016-12-31 13:45 | 90.109
| Yadnarie - Pt Lincoln | F1811 | 2016-12-31 14:20 | 91.4522
| Yadnarie - Pt Lincoln | F1811 | 2016-12-31 14:25 | 91.0978
| Yadnarie - Pt Lincoln | F1811 | 2016-12-31 14:30 | 89.8355
| Yadnarie - Pt Lincoln | F1811 | 2016-12-31 14:35 | 88.6872
| Yadnarie - Pt Lincoln | F1811 | 2016-12-31 14:55 | 91.4522
| Yadnarie - Pt Lincoln | F1811 | 2016-12-31 15:00 | 90.5217
| Yadnarie - Pt Lincoln | F1811 | 2016-12-31 15:05 | 89.7983
| Yadnarie - Pt Lincoln | F1811 | 2016-12-31 15:10 | 89.3969
| Yadnarie - Pt Lincoln | F1811 | 2016-12-31 15:15 | 90.2457
| Yadnarie - Pt Lincoln | F1811 | 2016-12-31 15:20 | 89.053
| Yadnarie - Pt Lincoln | F1811 | 2016-12-31 15:25 | 89.3209
| Yadnarie - Pt Lincoln | F1811 | 2017-01-12 10:10 | 91.4522
| Yadnarie - Pt Lincoln | F1811 | 2017-01-12 10:15 | 91
| Yadnarie - Pt Lincoln | F1811 | 2017-01-17 14:35 | 91.4522
| Yadnarie - Pt Lincoln | F1811 | 2017-01-17 14:40 | 85.0479
| Yadnarie - Pt Lincoln | F1811 | 2017-01-17 14:45 | 85.1617
| Yadnarie - Pt Lincoln | F1811 | 2017-01-17 15:25 | 91.4522
| Yadnarie - Pt Lincoln | F1811 | 2017-01-17 15:30 | 90.6545
| Yadnarie - Pt Lincoln | F1811 | 2017-01-22 13:25 | 91.4522
| Yadnarie - Pt Lincoln | F1811 | 2017-01-22 13:30 | 82.0078
| Yadnarie - Pt Lincoln | F1811 | 2017-01-22 13:35 | 82.2532
| Yadnarie - Pt Lincoln | F1811 | 2017-01-22 13:40 | 90.6585
| Yadnarie - Pt Lincoln | F1811 | 2017-01-22 13:45 | 91.3157
| Yadnarie - Pt Lincoln | F1811 | 2017-01-22 13:50 | 81.3988
| Yadnarie - Pt Lincoln | F1811 | 2017-01-22 13:55 | 82.016
| Yadnarie - Pt Lincoln | F1811 | 2017-01-22 14:00 | 76.4624
| Yadnarie - Pt Lincoln | F1811 | 2017-01-22 14:05 | 76.0818
| Yadnarie - Pt Lincoln | F1811 | 2017-01-22 14:10 | 81.3707
| Yadnarie - Pt Lincoln | F1811 | 2017-01-22 14:15 | 80.6406
| Yadnarie - Pt Lincoln | F1811 | 2017-01-22 14:20 | 83.843
| Yadnarie - Pt Lincoln | F1811 | 2017-01-22 14:25 | 84.8991
| Yadnarie - Pt Lincoln | F1811 | 2017-01-22 15:55 | 91.4522
| Yadnarie - Pt Lincoln | F1811 | 2017-01-22 16:00 | 83.7622
| Yadnarie - Pt Lincoln | F1811 | 2017-01-22 16:05 | 84.1921
| Yadnarie - Pt Lincoln | F1811 | 2017-01-22 16:10 | 73.5283
| Yadnarie - Pt Lincoln | F1811 | 2017-01-22 16:15 | 74.0599
| Yadnarie - Pt Lincoln | F1811 | 2017-01-22 16:20 | 75.942
| Yadnarie - Pt Lincoln | F1811 | 2017-01-22 16:25 | 78.2142
| Yadnarie - Pt Lincoln | F1811 | 2017-01-22 16:30 | 83.6755
| Yadnarie - Pt Lincoln | F1811 | 2017-01-22 16:35 | 84.6172
| Yadnarie - Pt Lincoln | F1811 | 2017-01-27 12:15 | 91.4522
| Yadnarie - Pt Lincoln | F1811 | 2017-01-27 12:20 | 79.5891
| Yadnarie - Pt Lincoln | F1811 | 2017-01-27 12:25 | 78.9168
| Yadnarie - Pt Lincoln | F1811 | 2017-01-27 12:30 | 85.4011
| Yadnarie - Pt Lincoln | F1811 | 2017-01-27 12:35 | 85.2897
| Yadnarie - Pt Lincoln | F1811 | 2017-01-28 09:45 | 91.4522
| Yadnarie - Pt Lincoln | F1811 | 2017-01-28 09:50 | 87.2977
| Yadnarie - Pt Lincoln | F1811 | 2017-01-28 09:55 | 86.2442
| Yadnarie - Pt Lincoln | F1811 | 2017-01-28 10:00 | 83.5925
| Yadnarie - Pt Lincoln | F1811 | 2017-01-28 10:05 | 82.981
| Yadnarie - Pt Lincoln | F1811 | 2017-01-28 10:10 | 65.9216
| Yadnarie - Pt Lincoln | F1811 | 2017-01-28 10:15 | 64.0688
| Yadnarie - Pt Lincoln | F1811 | 2017-01-28 10:20 | 68.6658
| Yadnarie - Pt Lincoln | F1811 | 2017-01-28 10:25 | 67.79
| Yadnarie - Pt Lincoln | F1811 | 2017-01-28 10:30 | 64.6075
| Yadnarie - Pt Lincoln | F1811 | 2017-01-28 10:35 | 62.4886
| Yadnarie - Pt Lincoln | F1811 | 2017-01-28 10:40 | 68.1578
| Yadnarie - Pt Lincoln | F1811 | 2017-01-28 10:45 | 68.4013
| Yadnarie - Pt Lincoln | F1811 | 2017-01-28 10:50 | 70.7052
| Yadnarie - Pt Lincoln | F1811 | 2017-01-28 10:55 | 69.1224
| Yadnarie - Pt Lincoln | F1811 | 2017-01-28 11:00 | 70.833
| Yadnarie - Pt Lincoln | F1811 | 2017-01-28 11:05 | 70.1095
| Yadnarie - Pt Lincoln | F1811 | 2017-01-28 12:25 | 91.4522
| Yadnarie - Pt Lincoln | F1811 | 2017-01-28 12:30 | 88.4191
| Yadnarie - Pt Lincoln | F1811 | 2017-01-28 12:35 | 87.8271
| Yadnarie - Pt Lincoln | F1811 | 2017-01-28 12:40 | 77.6775
| Yadnarie - Pt Lincoln | F1811 | 2017-01-28 12:45 | 77.0273
| Yadnarie - Pt Lincoln | F1811 | 2017-01-29 12:05 | 91.4522
| Yadnarie - Pt Lincoln | F1811 | 2017-01-29 12:10 | 91.3371
| Yadnarie - Pt Lincoln | F1811 | 2017-01-29 12:15 | 88.1445
| Yadnarie - Pt Lincoln | F1811 | 2017-01-29 12:20 | 82.3792
| Yadnarie - Pt Lincoln | F1811 | 2017-01-29 12:25 | 82.2771
| Yadnarie - Pt Lincoln | F1811 | 2017-01-29 12:30 | 78.7724
| Yadnarie - Pt Lincoln | F1811 | 2017-01-29 12:35 | 78.892
| Yadnarie - Pt Lincoln | F1811 | 2017-01-29 12:40 | 72.2486
| Yadnarie - Pt Lincoln | F1811 | 2017-01-29 12:45 | 70.4679
| Yadnarie - Pt Lincoln | F1811 | 2017-01-29 12:50 | 79.2029
| Yadnarie - Pt Lincoln | F1811 | 2017-01-29 12:55 | 78.0927
| Yadnarie - Pt Lincoln | F1811 | 2017-01-29 13:00 | 68.1607
| Yadnarie - Pt Lincoln | F1811 | 2017-01-29 13:05 | 67.7681
| Yadnarie - Pt Lincoln | F1811 | 2017-01-29 13:10 | 69.1789
| Yadnarie - Pt Lincoln | F1811 | 2017-01-29 13:15 | 69.7143
| Yadnarie - Pt Lincoln | F1811 | 2017-01-29 13:20 | 87.4179
| Yadnarie - Pt Lincoln | F1811 | 2017-01-29 13:25 | 87.2405
| Yadnarie - Pt Lincoln | F1811 | 2017-01-29 13:30 | 80.6479
| Yadnarie - Pt Lincoln | F1811 | 2017-01-29 13:35 | 81.5631
| Yadnarie - Pt Lincoln | F1811 | 2017-01-29 13:40 | 74.8844
| Yadnarie - Pt Lincoln | F1811 | 2017-01-29 13:45 | 75.1314
| Yadnarie - Pt Lincoln | F1811 | 2017-01-29 13:50 | 84.9277
| Yadnarie - Pt Lincoln | F1811 | 2017-01-29 13:55 | 84.8959
| Yadnarie - Pt Lincoln | F1811 | 2017-01-29 14:00 | 79.7213
| Yadnarie - Pt Lincoln | F1811 | 2017-01-29 14:05 | 80.2177
| Yadnarie - Pt Lincoln | F1811 | 2017-01-29 14:10 | 82.2743
| Yadnarie - Pt Lincoln | F1811 | 2017-01-29 14:15 | 82.2109
| Yadnarie - Pt Lincoln | F1811 | 2017-01-29 14:20 | 84.9853
| Yadnarie - Pt Lincoln | F1811 | 2017-01-29 14:25 | 83.4407
| Yadnarie - Pt Lincoln | F1811 | 2017-02-28 12:15 | 91.4522
| Yadnarie - Pt Lincoln | F1811 | 2017-02-28 12:20 | 82.3876
| Yadnarie - Pt Lincoln | F1811 | 2017-02-28 12:25 | 80.8532
| Yadnarie - Pt Lincoln | F1811 | 2017-02-28 12:30 | 83.5993
| Yadnarie - Pt Lincoln | F1811 | 2017-02-28 12:35 | 84.4945
| Yadnarie - Pt Lincoln | F1811 | 2017-03-01 13:15 | 91.4522
| Yadnarie - Pt Lincoln | F1811 | 2017-03-01 13:20 | 91.2277
| Yadnarie - Pt Lincoln | F1811 | 2017-03-01 13:25 | 91.281
| Yadnarie - Pt Lincoln | F1811 | 2017-03-01 13:30 | 86.5951
| Yadnarie - Pt Lincoln | F1811 | 2017-03-01 13:35 | 86.2492
| Yadnarie - Pt Lincoln | F1811 | 2017-03-01 13:40 | 87.6841
| Yadnarie - Pt Lincoln | F1811 | 2017-03-01 13:45 | 87.0896
| Yadnarie - Pt Lincoln | F1811 | 2017-03-01 13:55 | 91.4522
| Yadnarie - Pt Lincoln | F1811 | 2017-03-01 14:00 | 90.1431
| Yadnarie - Pt Lincoln | F1811 | 2017-03-01 14:05 | 89.7743
| Yadnarie - Pt Lincoln | F1811 | 2017-03-14 13:15 | 91.4522
| Yadnarie - Pt Lincoln | F1811 | 2017-03-14 13:20 | 79.1508
| Yadnarie - Pt Lincoln | F1811 | 2017-03-14 13:25 | 78.6179
| Yadnarie - Pt Lincoln | F1811 | 2017-03-14 15:40 | 91.4522
| Yadnarie - Pt Lincoln | F1811 | 2017-03-14 15:45 | 91.3355
| Yadnarie - Pt Lincoln | F1811 | 2017-03-18 10:35 | 91.4522
| Yadnarie - Pt Lincoln | F1811 | 2017-03-18 10:40 | 86.6241
| Yadnarie - Pt Lincoln | F1811 | 2017-03-18 10:45 | 85.898
| Yadnarie - Pt Lincoln | F1811 | 2017-03-18 11:05 | 91.4522
| Yadnarie - Pt Lincoln | F1811 | 2017-03-18 11:10 | 79.3876
| Yadnarie - Pt Lincoln | F1811 | 2017-03-18 11:15 | 79.2777
| Yadnarie - Pt Lincoln | F1811 | 2017-03-18 11:20 | 76.4249
| Yadnarie - Pt Lincoln | F1811 | 2017-03-18 11:25 | 76.3994
| Yadnarie - Pt Lincoln | F1811 | 2017-03-18 11:30 | 83.6429
| Yadnarie - Pt Lincoln | F1811 | 2017-03-18 11:35 | 83.1518
| Yadnarie - Pt Lincoln | F1811 | 2017-03-18 11:40 | 75.3666
| Yadnarie - Pt Lincoln | F1811 | 2017-03-18 11:45 | 74.3593
| Yadnarie - Pt Lincoln | F1811 | 2017-03-18 11:50 | 76.3038
| Yadnarie - Pt Lincoln | F1811 | 2017-03-18 11:55 | 75.6522
| Yadnarie - Pt Lincoln | F1811 | 2017-03-18 12:00 | 81.5971
| Yadnarie - Pt Lincoln | F1811 | 2017-03-18 12:05 | 81.905
| Yadnarie - Pt Lincoln | F1811 | 2017-03-18 12:10 | 81.8007
| Yadnarie - Pt Lincoln | F1811 | 2017-03-18 12:15 | 81.4027
| Yadnarie - Pt Lincoln | F1811 | 2017-03-18 12:20 | 81.2708
| Yadnarie - Pt Lincoln | F1811 | 2017-03-18 12:25 | 79.7464
| Yadnarie - Pt Lincoln | F1811 | 2017-03-18 12:30 | 78.3688
| Yadnarie - Pt Lincoln | F1811 | 2017-03-18 12:35 | 78.1752
| Yadnarie - Pt Lincoln | F1811 | 2017-03-18 12:40 | 86.1122
| Yadnarie - Pt Lincoln | F1811 | 2017-03-18 12:45 | 85.9174
| Yadnarie - Pt Lincoln | F1811 | 2017-03-18 12:50 | 68.5983
| Yadnarie - Pt Lincoln | F1811 | 2017-03-18 12:55 | 68.2419
| Yadnarie - Pt Lincoln | F1811 | 2017-03-18 13:00 | 81.3488
| Yadnarie - Pt Lincoln | F1811 | 2017-03-18 13:05 | 80.6055
| Yadnarie - Pt Lincoln | F1811 | 2017-03-18 13:10 | 77.3629
| Yadnarie - Pt Lincoln | F1811 | 2017-03-18 13:15 | 77.1238
| Yadnarie - Pt Lincoln | F1811 | 2017-03-18 13:20 | 72.4762
| Yadnarie - Pt Lincoln | F1811 | 2017-03-18 13:25 | 72.1935
| Yadnarie - Pt Lincoln | F1811 | 2017-03-18 13:30 | 76.3609
| Yadnarie - Pt Lincoln | F1811 | 2017-03-18 13:35 | 77.3214
| Yadnarie - Pt Lincoln | F1811 | 2017-03-18 13:40 | 69.2963
| Yadnarie - Pt Lincoln | F1811 | 2017-03-18 13:45 | 69.129
| Yadnarie - Pt Lincoln | F1811 | 2017-03-18 13:50 | 74.3086
| Yadnarie - Pt Lincoln | F1811 | 2017-03-18 13:55 | 74.3425
| Yadnarie - Pt Lincoln | F1811 | 2017-03-18 14:00 | 72.3118
| Yadnarie - Pt Lincoln | F1811 | 2017-03-18 14:05 | 72.4968
| Yadnarie - Pt Lincoln | F1811 | 2017-03-18 14:10 | 67.7704
| Yadnarie - Pt Lincoln | F1811 | 2017-03-18 14:15 | 67.3103
| Yadnarie - Pt Lincoln | F1811 | 2017-03-18 14:20 | 74.2018
| Yadnarie - Pt Lincoln | F1811 | 2017-03-18 14:25 | 74.195
| Yadnarie - Pt Lincoln | F1811 | 2017-03-18 14:30 | 89.5357
| Yadnarie - Pt Lincoln | F1811 | 2017-03-18 14:35 | 89.6549
| Yadnarie - Pt Lincoln | F1811 | 2017-03-18 14:40 | 84.6889
| Yadnarie - Pt Lincoln | F1811 | 2017-03-18 14:45 | 85.7325
| Yadnarie - Pt Lincoln | F1811 | 2017-03-19 12:45 | 91.4522
| Yadnarie - Pt Lincoln | F1811 | 2017-03-19 12:50 | 90.4313
| Yadnarie - Pt Lincoln | F1811 | 2017-03-19 12:55 | 89.6579
| Yadnarie - Pt Lincoln | F1811 | 2017-03-19 13:00 | 89.099
| Yadnarie - Pt Lincoln | F1811 | 2017-03-19 13:05 | 89.6329
| Yadnarie - Pt Lincoln | F1811 | 2017-03-19 13:10 | 85.8139
| Yadnarie - Pt Lincoln | F1811 | 2017-03-19 13:15 | 86.6218
| Yadnarie - Pt Lincoln | F1811 | 2017-03-19 13:20 | 88.6716
| Yadnarie - Pt Lincoln | F1811 | 2017-03-19 13:25 | 87.8476
| Yadnarie - Pt Lincoln | F1811 | 2017-03-19 13:30 | 79.5924
| Yadnarie - Pt Lincoln | F1811 | 2017-03-19 13:35 | 80.0096
| Yadnarie - Pt Lincoln | F1811 | 2017-03-19 13:40 | 86.7136
| Yadnarie - Pt Lincoln | F1811 | 2017-03-19 13:45 | 86.3359
| Yadnarie - Pt Lincoln | F1811 | 2017-03-19 14:05 | 91.4522
| Yadnarie - Pt Lincoln | F1811 | 2017-03-19 14:10 | 90.7897
| Yadnarie - Pt Lincoln | F1811 | 2017-03-19 14:15 | 91.2234
| Yadnarie - Pt Lincoln | F1811 | 2017-03-24 10:35 | 91.4522
| Yadnarie - Pt Lincoln | F1811 | 2017-03-24 10:40 | 91.0173
| Yadnarie - Pt Lincoln | F1811 | 2017-03-24 10:45 | 89.5607
| Yadnarie - Pt Lincoln | F1811 | 2017-03-24 10:50 | 84.6262
| Yadnarie - Pt Lincoln | F1811 | 2017-03-24 10:55 | 84.5274
| Yadnarie - Pt Lincoln | F1811 | 2017-03-24 11:00 | 87.0809
| Yadnarie - Pt Lincoln | F1811 | 2017-03-24 11:05 | 85.6798
| Yadnarie - Pt Lincoln | F1811 | 2017-03-24 11:10 | 81.8945
| Yadnarie - Pt Lincoln | F1811 | 2017-03-24 11:15 | 81.2965
| Yadnarie - Pt Lincoln | F1811 | 2017-03-24 11:25 | 91.4522
| Yadnarie - Pt Lincoln | F1811 | 2017-03-24 11:30 | 82.2487
| Yadnarie - Pt Lincoln | F1811 | 2017-03-24 11:35 | 81.7187
| Yadnarie - Pt Lincoln | F1811 | 2017-03-26 11:45 | 91.4522
| Yadnarie - Pt Lincoln | F1811 | 2017-03-26 11:50 | 75.8651
| Yadnarie - Pt Lincoln | F1811 | 2017-03-26 11:55 | 74.9376
| Yadnarie - Pt Lincoln | F1811 | 2017-03-26 12:00 | 73.7341
| Yadnarie - Pt Lincoln | F1811 | 2017-03-26 12:05 | 72.3177
| Yadnarie - Pt Lincoln | F1811 | 2017-04-17 12:35 | 91.4522
| Yadnarie - Pt Lincoln | F1811 | 2017-04-17 12:40 | 90.9303
| Yadnarie - Pt Lincoln | F1811 | 2017-04-17 12:45 | 90.6546
| Yadnarie - Pt Lincoln | F1811 | 2017-04-17 12:55 | 91.4522
| Yadnarie - Pt Lincoln | F1811 | 2017-04-17 13:00 | 86.0998
| Yadnarie - Pt Lincoln | F1811 | 2017-04-17 13:05 | 86.1358
| Yadnarie - Pt Lincoln | F1811 | 2017-04-17 14:05 | 91.4522
| Yadnarie - Pt Lincoln | F1811 | 2017-04-17 14:10 | 91.2099
| Yadnarie - Pt Lincoln | F1811 | 2017-09-07 10:50 | 91.4522
| Yadnarie - Pt Lincoln | F1811 | 2017-09-07 10:55 | 91
| Yadnarie - Pt Lincoln | F1811 | 2017-10-10 12:55 | 91.4522
| Yadnarie - Pt Lincoln | F1811 | 2017-10-10 13:00 | 87.0837
| Yadnarie - Pt Lincoln | F1811 | 2017-10-10 13:05 | 87.0223
| Yadnarie - Pt Lincoln | F1811 | 2017-10-10 13:10 | 87.7051
| Yadnarie - Pt Lincoln | F1811 | 2017-10-10 13:15 | 87.3565
| Yadnarie - Pt Lincoln | F1811 | 2017-10-23 12:30 | 91.4522
| Yadnarie - Pt Lincoln | F1811 | 2017-10-23 12:35 | 91.2022
| Yadnarie - Pt Lincoln | F1811 | 2017-11-10 11:25 | 91.4522
| Yadnarie - Pt Lincoln | F1811 | 2017-11-10 11:30 | 89.8825
| Yadnarie - Pt Lincoln | F1811 | 2017-11-10 11:35 | 89.9504
| Yadnarie - Pt Lincoln | F1811 | 2017-11-10 11:45 | 91.4522
| Yadnarie - Pt Lincoln | F1811 | 2017-11-10 11:50 | 81.338
| Yadnarie - Pt Lincoln | F1811 | 2017-11-10 11:55 | 82.3296
| Yadnarie - Pt Lincoln | F1811 | 2017-11-19 11:25 | 91.4522
| Yadnarie - Pt Lincoln | F1811 | 2017-11-19 11:30 | 90.1106
| Yadnarie - Pt Lincoln | F1811 | 2017-11-19 11:35 | 90.3768
| Yadnarie - Pt Lincoln | F1811 | 2017-11-25 12:10 | 91.4522
| Yadnarie - Pt Lincoln | F1811 | 2017-11-25 12:15 | 91.1101
| Yadnarie - Pt Lincoln | F1811 | 2017-11-28 12:15 | 91.4522
| Yadnarie - Pt Lincoln | F1811 | 2017-11-28 12:20 | 85.4021
| Yadnarie - Pt Lincoln | F1811 | 2017-11-28 12:25 | 85.6732
| Yadnarie - Pt Lincoln | F1811 | 2017-11-28 12:40 | 91.4522
| Yadnarie - Pt Lincoln | F1811 | 2017-11-28 12:45 | 91.2867
| Yadnarie - Pt Lincoln | F1811 | 2017-11-28 12:55 | 91.4522
| Yadnarie - Pt Lincoln | F1811 | 2017-11-28 13:00 | 87.4178
| Yadnarie - Pt Lincoln | F1811 | 2017-11-28 13:05 | 87.1183
| Yadnarie - Pt Lincoln | F1811 | 2017-11-29 12:20 | 91.4522
| Yadnarie - Pt Lincoln | F1811 | 2017-11-29 12:25 | 91.0127
| Yadnarie - Pt Lincoln | F1811 | 2017-12-06 12:10 | 91.4522
| Yadnarie - Pt Lincoln | F1811 | 2017-12-06 12:15 | 91.3521
| Yadnarie - Pt Lincoln | F1811 | 2017-12-10 10:35 | 91.4522
| Yadnarie - Pt Lincoln | F1811 | 2017-12-10 10:40 | 86.8977
| Yadnarie - Pt Lincoln | F1811 | 2017-12-10 10:45 | 86.3443
| Yadnarie - Pt Lincoln | F1811 | 2017-12-10 10:50 | 88.0517
| Yadnarie - Pt Lincoln | F1811 | 2017-12-10 10:55 | 86.5905
| Yadnarie - Pt Lincoln | F1811 | 2017-12-10 11:00 | 88.2603
| Yadnarie - Pt Lincoln | F1811 | 2017-12-10 11:05 | 87.9634
| Yadnarie - Pt Lincoln | F1811 | 2017-12-10 11:10 | 78.5306
| Yadnarie - Pt Lincoln | F1811 | 2017-12-10 11:15 | 77.9749
| Yadnarie - Pt Lincoln | F1811 | 2017-12-10 11:20 | 90.4691
| Yadnarie - Pt Lincoln | F1811 | 2017-12-10 11:25 | 90.002
| Yadnarie - Pt Lincoln | F1811 | 2017-12-10 11:30 | 84.9151
| Yadnarie - Pt Lincoln | F1811 | 2017-12-10 11:35 | 85.651
| Yadnarie - Pt Lincoln | F1811 | 2017-12-10 11:40 | 89.7299
| Yadnarie - Pt Lincoln | F1811 | 2017-12-10 11:45 | 90.5809
| Yadnarie - Pt Lincoln | F1811 | 2017-12-12 13:55 | 91.4522
| Yadnarie - Pt Lincoln | F1811 | 2017-12-12 14:00 | 88.0668
| Yadnarie - Pt Lincoln | F1811 | 2017-12-12 14:05 | 88.7721
| Yadnarie - Pt Lincoln | F1811 | 2017-12-12 14:10 | 87.6184
| Yadnarie - Pt Lincoln | F1811 | 2017-12-12 14:15 | 87.0247
| Yadnarie - Pt Lincoln | F1811 | 2017-12-12 14:20 | 90.2708
| Yadnarie - Pt Lincoln | F1811 | 2017-12-12 14:25 | 90.2361
| Yadnarie - Pt Lincoln | F1811 | 2017-12-12 14:30 | 91.4522
| Yadnarie - Pt Lincoln | F1811 | 2017-12-12 14:35 | 91.2946
| Yadnarie - Pt Lincoln | F1811 | 2017-12-12 14:40 | 83.3927
| Yadnarie - Pt Lincoln | F1811 | 2017-12-12 14:45 | 81.0365
| Yadnarie - Pt Lincoln | F1811 | 2017-12-12 14:50 | 76.3883
| Yadnarie - Pt Lincoln | F1811 | 2017-12-12 14:55 | 77.817
| Yadnarie - Pt Lincoln | F1811 | 2017-12-12 15:00 | 74.8593
| Yadnarie - Pt Lincoln | F1811 | 2017-12-12 15:05 | 74.2688
| Yadnarie - Pt Lincoln | F1811 | 2017-12-12 15:10 | 71.2354
| Yadnarie - Pt Lincoln | F1811 | 2017-12-12 15:15 | 71.3056
| Yadnarie - Pt Lincoln | F1811 | 2017-12-12 15:20 | 65.5002
| Yadnarie - Pt Lincoln | F1811 | 2017-12-12 15:25 | 68.127
| Yadnarie - Pt Lincoln | F1811 | 2017-12-12 15:30 | 80.5887
| Yadnarie - Pt Lincoln | F1811 | 2017-12-12 15:35 | 79.4658
| Yadnarie - Pt Lincoln | F1811 | 2017-12-12 15:40 | 89.6622
| Yadnarie - Pt Lincoln | F1811 | 2017-12-12 15:45 | 90.6846
| Yadnarie - Pt Lincoln | F1811 | 2017-12-12 16:15 | 91.4522
| Yadnarie - Pt Lincoln | F1811 | 2017-12-12 16:20 | 91.2203
| Yadnarie - Pt Lincoln | F1811 | 2017-12-12 16:25 | 91.4522
| Yadnarie - Pt Lincoln | F1811 | 2017-12-12 16:30 | 90.0902
| Yadnarie - Pt Lincoln | F1811 | 2017-12-12 16:35 | 90.9812
| Yadnarie - Pt Lincoln | F1811 | 2017-12-12 16:40 | 88.7633
| Yadnarie - Pt Lincoln | F1811 | 2017-12-12 16:45 | 89.2409
| Yadnarie - Pt Lincoln | F1811 | 2017-12-12 16:50 | 80.8401
| Yadnarie - Pt Lincoln | F1811 | 2017-12-12 16:55 | 82.1414
| Yadnarie - Pt Lincoln | F1811 | 2017-12-12 17:00 | 80.6018
| Yadnarie - Pt Lincoln | F1811 | 2017-12-12 17:05 | 81.5744
| Yadnarie - Pt Lincoln | F1811 | 2017-12-12 17:10 | 83.3579
| Yadnarie - Pt Lincoln | F1811 | 2017-12-12 17:15 | 86.1375
| Yadnarie - Pt Lincoln | F1811 | 2017-12-12 17:20 | 82.069
| Yadnarie - Pt Lincoln | F1811 | 2017-12-12 17:25 | 81.8671
| Yadnarie - Pt Lincoln | F1811 | 2017-12-15 12:15 | 91.4522
| Yadnarie - Pt Lincoln | F1811 | 2017-12-15 12:20 | 91.1534
| Yadnarie - Pt Lincoln | F1811 | 2017-12-15 12:25 | 90.7178
| Yadnarie - Pt Lincoln | F1811 | 2017-12-22 10:15 | 91.4522
| Yadnarie - Pt Lincoln | F1811 | 2017-12-22 10:20 | 88.4381
| Yadnarie - Pt Lincoln | F1811 | 2017-12-22 10:25 | 87.3402
| Yadnarie - Pt Lincoln | F1811 | 2017-12-22 10:30 | 91.4522
| Yadnarie - Pt Lincoln | F1811 | 2017-12-22 10:35 | 91.1481
| Yadnarie - Pt Lincoln | F1811 | 2017-12-22 10:40 | 82.4697
| Yadnarie - Pt Lincoln | F1811 | 2017-12-22 10:45 | 81.7586
| Yadnarie - Pt Lincoln | F1811 | 2017-12-22 10:50 | 76.7448
| Yadnarie - Pt Lincoln | F1811 | 2017-12-22 10:55 | 75.2148
| Yadnarie - Pt Lincoln | F1811 | 2017-12-22 11:00 | 86.3724
| Yadnarie - Pt Lincoln | F1811 | 2017-12-22 11:05 | 84.9355
| Yadnarie - Pt Lincoln | F1811 | 2017-12-26 10:45 | 91.4522
| Yadnarie - Pt Lincoln | F1811 | 2017-12-26 10:50 | 81.2053
| Yadnarie - Pt Lincoln | F1811 | 2017-12-26 10:55 | 81.0333
| Yadnarie - Pt Lincoln | F1811 | 2017-12-26 11:00 | 69.9464
| Yadnarie - Pt Lincoln | F1811 | 2017-12-26 11:05 | 69.4961
| Yadnarie - Pt Lincoln | F1811 | 2017-12-26 11:10 | 65.4783
| Yadnarie - Pt Lincoln | F1811 | 2017-12-26 11:15 | 67.0747
| Yadnarie - Pt Lincoln | F1811 | 2017-12-26 11:20 | 78.5148
| Yadnarie - Pt Lincoln | F1811 | 2017-12-26 11:25 | 75.9542
| Yadnarie - Pt Lincoln | F1811 | 2017-12-26 11:30 | 74.9596
| Yadnarie - Pt Lincoln | F1811 | 2017-12-26 11:35 | 75.3899
| Yadnarie - Pt Lincoln | F1811 | 2017-12-26 12:25 | 91.4522
| Yadnarie - Pt Lincoln | F1811 | 2017-12-26 12:30 | 76.6927
| Yadnarie - Pt Lincoln | F1811 | 2017-12-26 12:35 | 76.8325
| Yadnarie - Pt Lincoln | F1811 | 2017-12-26 12:40 | 77.0874
| Yadnarie - Pt Lincoln | F1811 | 2017-12-26 12:45 | 78.2117
| Yadnarie - Pt Lincoln | F1811 | 2017-12-26 12:50 | 82.4723
| Yadnarie - Pt Lincoln | F1811 | 2017-12-26 12:55 | 82.8834
| Yadnarie - Pt Lincoln | F1811 | 2017-12-26 13:00 | 78.2164
| Yadnarie - Pt Lincoln | F1811 | 2017-12-26 13:05 | 77.1527
| Yadnarie - Pt Lincoln | F1811 | 2017-12-26 13:10 | 83.6221
| Yadnarie - Pt Lincoln | F1811 | 2017-12-26 13:15 | 83.4809
| Yadnarie - Pt Lincoln | F1811 | 2017-12-26 13:25 | 91.4522
| Yadnarie - Pt Lincoln | F1811 | 2017-12-26 13:30 | 90.179
| Yadnarie - Pt Lincoln | F1811 | 2017-12-26 13:35 | 89.5179
| Yadnarie - Pt Lincoln | F1811 | 2017-12-26 13:40 | 90.343
| Yadnarie - Pt Lincoln | F1811 | 2017-12-26 13:45 | 91.2926
| Yadnarie - Pt Lincoln | F1811 | 2017-12-29 13:05 | 91.4522
| Yadnarie - Pt Lincoln | F1811 | 2017-12-29 13:10 | 81.4888
| Yadnarie - Pt Lincoln | F1811 | 2017-12-29 13:15 | 80.6864
| Yadnarie - Pt Lincoln | F1811 | 2018-01-04 09:55 | 91.4522
| Yadnarie - Pt Lincoln | F1811 | 2018-01-04 10:00 | 91.2716
| Yadnarie - Pt Lincoln | F1811 | 2018-01-04 10:05 | 90.8699
| Yadnarie - Pt Lincoln | F1811 | 2018-01-04 10:10 | 87.0781
| Yadnarie - Pt Lincoln | F1811 | 2018-01-04 10:15 | 86.5651
| Yadnarie - Pt Lincoln | F1811 | 2018-01-04 11:25 | 91.4522
| Yadnarie - Pt Lincoln | F1811 | 2018-01-04 11:30 | 75.4033
| Yadnarie - Pt Lincoln | F1811 | 2018-01-04 11:35 | 75.4819
| Yadnarie - Pt Lincoln | F1811 | 2018-01-04 11:40 | 74.4782
| Yadnarie - Pt Lincoln | F1811 | 2018-01-04 11:45 | 74.2901
| Yadnarie - Pt Lincoln | F1811 | 2018-01-04 11:50 | 82.9259
| Yadnarie - Pt Lincoln | F1811 | 2018-01-04 11:55 | 82.6474
| Yadnarie - Pt Lincoln | F1811 | 2018-01-04 12:00 | 79.4859
| Yadnarie - Pt Lincoln | F1811 | 2018-01-04 12:05 | 77.5611
| Yadnarie - Pt Lincoln | F1811 | 2018-01-04 12:15 | 91.4522
| Yadnarie - Pt Lincoln | F1811 | 2018-01-04 12:20 | 91.3298
| Yadnarie - Pt Lincoln | F1811 | 2018-01-04 12:25 | 91.0899
| Yadnarie - Pt Lincoln | F1811 | 2018-01-05 12:55 | 91.4522
| Yadnarie - Pt Lincoln | F1811 | 2018-01-05 13:00 | 89.1481
| Yadnarie - Pt Lincoln | F1811 | 2018-01-05 13:05 | 89.3093
| Yadnarie - Pt Lincoln | F1811 | 2018-01-05 13:10 | 83.2189
| Yadnarie - Pt Lincoln | F1811 | 2018-01-05 13:15 | 81.2586
| Yadnarie - Pt Lincoln | F1811 | 2018-01-05 13:20 | 71.9017
| Yadnarie - Pt Lincoln | F1811 | 2018-01-05 13:25 | 73.0948
| Yadnarie - Pt Lincoln | F1811 | 2018-01-05 13:30 | 84.2836
| Yadnarie - Pt Lincoln | F1811 | 2018-01-05 13:35 | 86.2773
| Yadnarie - Pt Lincoln | F1811 | 2018-01-05 13:40 | 75.427
| Yadnarie - Pt Lincoln | F1811 | 2018-01-05 13:45 | 74.6292
| Yadnarie - Pt Lincoln | F1811 | 2018-01-05 13:50 | 72.1455
| Yadnarie - Pt Lincoln | F1811 | 2018-01-05 13:55 | 71.8572
| Yadnarie - Pt Lincoln | F1811 | 2018-01-05 14:00 | 61.3748
| Yadnarie - Pt Lincoln | F1811 | 2018-01-05 14:05 | 62.6355
| Yadnarie - Pt Lincoln | F1811 | 2018-01-05 14:10 | 66.1335
| Yadnarie - Pt Lincoln | F1811 | 2018-01-05 14:15 | 67.4099
| Yadnarie - Pt Lincoln | F1811 | 2018-01-05 14:20 | 71.6931
| Yadnarie - Pt Lincoln | F1811 | 2018-01-05 14:25 | 72.3909
| Yadnarie - Pt Lincoln | F1811 | 2018-01-05 14:30 | 80.0072
| Yadnarie - Pt Lincoln | F1811 | 2018-01-05 14:35 | 79.7484
| Yadnarie - Pt Lincoln | F1811 | 2018-01-05 14:40 | 83.9753
| Yadnarie - Pt Lincoln | F1811 | 2018-01-05 14:45 | 84.0636
| Yadnarie - Pt Lincoln | F1811 | 2018-01-05 14:50 | 91.0191
| Yadnarie - Pt Lincoln | F1811 | 2018-01-05 14:55 | 90.6917
| Yadnarie - Pt Lincoln | F1811 | 2018-01-05 15:00 | 82.2354
| Yadnarie - Pt Lincoln | F1811 | 2018-01-05 15:05 | 81.3277
| Yadnarie - Pt Lincoln | F1811 | 2018-01-05 15:10 | 81.9183
| Yadnarie - Pt Lincoln | F1811 | 2018-01-05 15:15 | 81.2811
| Yadnarie - Pt Lincoln | F1811 | 2018-01-10 13:25 | 91.4522
| Yadnarie - Pt Lincoln | F1811 | 2018-01-10 13:30 | 82.2204
| Yadnarie - Pt Lincoln | F1811 | 2018-01-10 13:35 | 81.4896
| Yadnarie - Pt Lincoln | F1811 | 2018-01-10 13:40 | 76.712
| Yadnarie - Pt Lincoln | F1811 | 2018-01-10 13:45 | 76.2926
| Yadnarie - Pt Lincoln | F1811 | 2018-01-10 13:50 | 86.9288
| Yadnarie - Pt Lincoln | F1811 | 2018-01-10 13:55 | 87.3896
| Yadnarie - Pt Lincoln | F1811 | 2018-01-10 14:00 | 82.1198
| Yadnarie - Pt Lincoln | F1811 | 2018-01-10 14:05 | 81.9169
| Yadnarie - Pt Lincoln | F1811 | 2018-01-10 14:10 | 83.2891
| Yadnarie - Pt Lincoln | F1811 | 2018-01-10 14:15 | 82.8767
| Yadnarie - Pt Lincoln | F1811 | 2018-01-10 14:20 | 83.9914
| Yadnarie - Pt Lincoln | F1811 | 2018-01-10 14:25 | 83.5234
| Yadnarie - Pt Lincoln | F1811 | 2018-01-10 14:30 | 74.7306
| Yadnarie - Pt Lincoln | F1811 | 2018-01-10 14:35 | 75.4749
| Yadnarie - Pt Lincoln | F1811 | 2018-01-10 14:40 | 83.814
| Yadnarie - Pt Lincoln | F1811 | 2018-01-10 14:45 | 83.8495
| Yadnarie - Pt Lincoln | F1811 | 2018-01-10 14:50 | 83.5211
| Yadnarie - Pt Lincoln | F1811 | 2018-01-10 14:55 | 84.0266
| Yadnarie - Pt Lincoln | F1811 | 2018-01-10 15:00 | 75.3728
| Yadnarie - Pt Lincoln | F1811 | 2018-01-10 15:05 | 74.8786
| Yadnarie - Pt Lincoln | F1811 | 2018-01-10 15:10 | 81.5799
| Yadnarie - Pt Lincoln | F1811 | 2018-01-10 15:15 | 82.1471
| Yadnarie - Pt Lincoln | F1811 | 2018-01-10 15:20 | 91.13
| Yadnarie - Pt Lincoln | F1811 | 2018-01-10 15:25 | 91.4522
| Yadnarie - Pt Lincoln | F1811 | 2018-01-10 15:30 | 80.5104
| Yadnarie - Pt Lincoln | F1811 | 2018-01-10 15:35 | 80.9667
| Yadnarie - Pt Lincoln | F1811 | 2018-01-10 15:40 | 88.9509
| Yadnarie - Pt Lincoln | F1811 | 2018-01-10 15:45 | 89.7857
| Yadnarie - Pt Lincoln | F1811 | 2018-01-10 15:50 | 90.7035
| Yadnarie - Pt Lincoln | F1811 | 2018-01-10 15:55 | 90.7588
| Yadnarie - Pt Lincoln | F1811 | 2018-01-10 16:00 | 88.4675
| Yadnarie - Pt Lincoln | F1811 | 2018-01-10 16:05 | 88.8794
| Yadnarie - Pt Lincoln | F1811 | 2018-01-10 16:10 | 81.5967
| Yadnarie - Pt Lincoln | F1811 | 2018-01-10 16:15 | 81.6548
| Yadnarie - Pt Lincoln | F1811 | 2018-01-11 17:15 | 91.4522
| Yadnarie - Pt Lincoln | F1811 | 2018-01-11 17:20 | 85.8768
| Yadnarie - Pt Lincoln | F1811 | 2018-01-11 17:25 | 86.4058
| Yadnarie - Pt Lincoln | F1811 | 2018-01-11 17:30 | 83.9781
| Yadnarie - Pt Lincoln | F1811 | 2018-01-11 17:35 | 84.3784
| Yadnarie - Pt Lincoln | F1811 | 2018-01-17 12:55 | 91.4522
| Yadnarie - Pt Lincoln | F1811 | 2018-01-17 13:00 | 86.7272
| Yadnarie - Pt Lincoln | F1811 | 2018-01-17 13:05 | 86.2813
| Yadnarie - Pt Lincoln | F1811 | 2018-01-17 13:35 | 91.4522
| Yadnarie - Pt Lincoln | F1811 | 2018-01-17 13:40 | 80.2284
| Yadnarie - Pt Lincoln | F1811 | 2018-01-17 13:45 | 81.363
| Yadnarie - Pt Lincoln | F1811 | 2018-01-17 14:55 | 91.4522
| Yadnarie - Pt Lincoln | F1811 | 2018-01-17 15:00 | 64.2063
| Yadnarie - Pt Lincoln | F1811 | 2018-01-17 15:05 | 63.5733
| Yadnarie - Pt Lincoln | F1811 | 2018-01-17 15:10 | 66.576
| Yadnarie - Pt Lincoln | F1811 | 2018-01-17 15:15 | 66.0678
| Yadnarie - Pt Lincoln | F1811 | 2018-01-17 15:20 | 80.2971
| Yadnarie - Pt Lincoln | F1811 | 2018-01-17 15:25 | 81.4549
| Yadnarie - Pt Lincoln | F1811 | 2018-01-17 15:30 | 82.6117
| Yadnarie - Pt Lincoln | F1811 | 2018-01-17 15:35 | 83.5052
| Yadnarie - Pt Lincoln | F1811 | 2018-01-18 13:45 | 91.4522
| Yadnarie - Pt Lincoln | F1811 | 2018-01-18 13:50 | 91.0476
| Yadnarie - Pt Lincoln | F1811 | 2018-01-18 14:35 | 91.4522
| Yadnarie - Pt Lincoln | F1811 | 2018-01-18 14:40 | 86.9921
| Yadnarie - Pt Lincoln | F1811 | 2018-01-18 14:45 | 85.4739
| Yadnarie - Pt Lincoln | F1811 | 2018-01-18 15:05 | 91.4522
| Yadnarie - Pt Lincoln | F1811 | 2018-01-18 15:10 | 81.5125
| Yadnarie - Pt Lincoln | F1811 | 2018-01-18 15:15 | 83.2999
| Yadnarie - Pt Lincoln | F1811 | 2018-01-18 15:25 | 91.4522
| Yadnarie - Pt Lincoln | F1811 | 2018-01-18 15:30 | 84.279
| Yadnarie - Pt Lincoln | F1811 | 2018-01-18 15:35 | 84.4971
| Yadnarie - Pt Lincoln | F1811 | 2018-01-18 15:40 | 78.8385
| Yadnarie - Pt Lincoln | F1811 | 2018-01-18 15:45 | 78.648
| Yadnarie - Pt Lincoln | F1811 | 2018-01-18 15:50 | 86.4119
| Yadnarie - Pt Lincoln | F1811 | 2018-01-18 15:55 | 84.7972
| Yadnarie - Pt Lincoln | F1811 | 2018-01-18 16:00 | 76.7126
| Yadnarie - Pt Lincoln | F1811 | 2018-01-18 16:05 | 76.779
| Yadnarie - Pt Lincoln | F1811 | 2018-01-18 16:10 | 86.0431
| Yadnarie - Pt Lincoln | F1811 | 2018-01-18 16:15 | 86.1553
| Yadnarie - Pt Lincoln | F1811 | 2018-01-18 16:20 | 89.0639
| Yadnarie - Pt Lincoln | F1811 | 2018-01-18 16:25 | 89.5413
| Yadnarie - Pt Lincoln | F1811 | 2018-01-18 16:30 | 88.6621
| Yadnarie - Pt Lincoln | F1811 | 2018-01-18 16:35 | 89.3072
| Yadnarie - Pt Lincoln | F1811 | 2018-01-18 17:05 | 91.4522
| Yadnarie - Pt Lincoln | F1811 | 2018-01-18 17:10 | 88.5175
| Yadnarie - Pt Lincoln | F1811 | 2018-01-18 17:15 | 90.4892
| Yadnarie - Pt Lincoln | F1811 | 2018-01-18 17:20 | 91.1769
| Yadnarie - Pt Lincoln | F1811 | 2018-01-18 17:25 | 91.4522
| Yadnarie - Pt Lincoln | F1811 | 2018-01-18 17:30 | 86.6881
| Yadnarie - Pt Lincoln | F1811 | 2018-01-18 17:35 | 86.6382
| Yadnarie - Pt Lincoln | F1811 | 2018-01-18 17:55 | 91.4522
| Yadnarie - Pt Lincoln | F1811 | 2018-01-18 18:00 | 85.8371
| Yadnarie - Pt Lincoln | F1811 | 2018-01-18 18:05 | 87.2278
| Yadnarie - Pt Lincoln | F1811 | 2018-01-18 18:10 | 87.4819
| Yadnarie - Pt Lincoln | F1811 | 2018-01-18 18:15 | 88.0099
| Yadnarie - Pt Lincoln | F1811 | 2018-01-18 18:35 | 91.4522
| Yadnarie - Pt Lincoln | F1811 | 2018-01-18 18:40 | 85.1995
| Yadnarie - Pt Lincoln | F1811 | 2018-01-18 18:45 | 86.9385
| Yadnarie - Pt Lincoln | F1811 | 2018-01-18 18:50 | 90.7243
| Yadnarie - Pt Lincoln | F1811 | 2018-01-18 18:55 | 91.4522
| Yadnarie - Pt Lincoln | F1811 | 2018-01-18 19:00 | 90.0061
| Yadnarie - Pt Lincoln | F1811 | 2018-01-19 13:15 | 91.4522
| Yadnarie - Pt Lincoln | F1811 | 2018-01-19 13:20 | 72.7234
| Yadnarie - Pt Lincoln | F1811 | 2018-01-19 13:25 | 69.7502
| Yadnarie - Pt Lincoln | F1811 | 2018-01-19 13:30 | 58.3666
| Yadnarie - Pt Lincoln | F1811 | 2018-01-19 13:35 | 58.6369
| Yadnarie - Pt Lincoln | F1811 | 2018-01-19 13:40 | 55.547
| Yadnarie - Pt Lincoln | F1811 | 2018-01-19 13:45 | 58.1042
| Yadnarie - Pt Lincoln | F1811 | 2018-01-19 13:50 | 51.893
| Yadnarie - Pt Lincoln | F1811 | 2018-01-19 13:55 | 48.4684
| Yadnarie - Pt Lincoln | F1811 | 2018-01-19 14:00 | 42.6716
| Yadnarie - Pt Lincoln | F1811 | 2018-01-19 14:05 | 43.0816
| Yadnarie - Pt Lincoln | F1811 | 2018-01-19 14:10 | 68.4884
| Yadnarie - Pt Lincoln | F1811 | 2018-01-19 14:15 | 86.922
| Yadnarie - Pt Lincoln | F1811 | 2018-01-19 14:20 | 89.2159
| Yadnarie - Pt Lincoln | F1811 | 2018-01-27 12:55 | 91.4522
| Yadnarie - Pt Lincoln | F1811 | 2018-01-27 13:00 | 69.5791
| Yadnarie - Pt Lincoln | F1811 | 2018-01-27 13:05 | 71.3852
| Yadnarie - Pt Lincoln | F1811 | 2018-01-27 13:10 | 76.889
| Yadnarie - Pt Lincoln | F1811 | 2018-01-27 13:15 | 77.0355
| Yadnarie - Pt Lincoln | F1811 | 2018-01-27 13:20 | 81.0168
| Yadnarie - Pt Lincoln | F1811 | 2018-01-27 13:25 | 82.3445
| Yadnarie - Pt Lincoln | F1811 | 2018-01-27 13:30 | 87.3173
| Yadnarie - Pt Lincoln | F1811 | 2018-01-27 13:35 | 86.9121
| Yadnarie - Pt Lincoln | F1811 | 2018-01-27 13:40 | 87.2261
| Yadnarie - Pt Lincoln | F1811 | 2018-01-27 13:45 | 87.2878
| Yadnarie - Pt Lincoln | F1811 | 2018-01-27 15:25 | 91.4522
| Yadnarie - Pt Lincoln | F1811 | 2018-01-27 15:30 | 79.8726
| Yadnarie - Pt Lincoln | F1811 | 2018-01-27 15:35 | 80.1224
| Yadnarie - Pt Lincoln | F1811 | 2018-01-27 15:40 | 78.4259
| Yadnarie - Pt Lincoln | F1811 | 2018-01-27 15:45 | 79.1111
| Yadnarie - Pt Lincoln | F1811 | 2018-01-27 16:05 | 91.4522
| Yadnarie - Pt Lincoln | F1811 | 2018-01-27 16:10 | 83.9446
| Yadnarie - Pt Lincoln | F1811 | 2018-01-27 16:15 | 86.2644
| Yadnarie - Pt Lincoln | F1811 | 2018-02-04 12:55 | 91.4522
| Yadnarie - Pt Lincoln | F1811 | 2018-02-04 13:00 | 91.201
| Yadnarie - Pt Lincoln | F1811 | 2018-02-05 10:25 | 91.4522
| Yadnarie - Pt Lincoln | F1811 | 2018-02-05 10:30 | 91.0432
| Yadnarie - Pt Lincoln | F1811 | 2018-02-05 10:35 | 91.325
| Yadnarie - Pt Lincoln | F1811 | 2018-02-05 12:15 | 91.4522
| Yadnarie - Pt Lincoln | F1811 | 2018-02-05 12:20 | 74.5017
| Yadnarie - Pt Lincoln | F1811 | 2018-02-05 12:25 | 75.2088
| Yadnarie - Pt Lincoln | F1811 | 2018-02-05 12:30 | 70.5809
| Yadnarie - Pt Lincoln | F1811 | 2018-02-05 12:35 | 71.1899
| Yadnarie - Pt Lincoln | F1811 | 2018-02-05 12:40 | 73.0851
| Yadnarie - Pt Lincoln | F1811 | 2018-02-05 12:45 | 72.6361
| Yadnarie - Pt Lincoln | F1811 | 2018-02-05 12:50 | 81.17
| Yadnarie - Pt Lincoln | F1811 | 2018-02-05 12:55 | 80.0332
| Yadnarie - Pt Lincoln | F1811 | 2018-02-05 13:45 | 91.4522
| Yadnarie - Pt Lincoln | F1811 | 2018-02-05 13:50 | 69.5813
| Yadnarie - Pt Lincoln | F1811 | 2018-02-05 13:55 | 69.8802
| Yadnarie - Pt Lincoln | F1811 | 2018-02-05 14:00 | 70.5984
| Yadnarie - Pt Lincoln | F1811 | 2018-02-05 14:05 | 73.8541
| Yadnarie - Pt Lincoln | F1811 | 2018-02-05 14:10 | 76.8356
| Yadnarie - Pt Lincoln | F1811 | 2018-02-05 14:15 | 77.7482
| Yadnarie - Pt Lincoln | F1811 | 2018-02-05 14:20 | 68.2787
| Yadnarie - Pt Lincoln | F1811 | 2018-02-05 14:25 | 68.7651
| Yadnarie - Pt Lincoln | F1811 | 2018-02-07 09:50 | 91.4522
| Yadnarie - Pt Lincoln | F1811 | 2018-02-07 09:55 | 90.794
| Yadnarie - Pt Lincoln | F1811 | 2018-02-07 10:25 | 91.4522
| Yadnarie - Pt Lincoln | F1811 | 2018-02-07 10:30 | 81.6962
| Yadnarie - Pt Lincoln | F1811 | 2018-02-07 10:35 | 79.0178
| Yadnarie - Pt Lincoln | F1811 | 2018-02-07 10:40 | 76.3784
| Yadnarie - Pt Lincoln | F1811 | 2018-02-07 10:45 | 74.4911
| Yadnarie - Pt Lincoln | F1811 | 2018-02-07 10:50 | 79.1185
| Yadnarie - Pt Lincoln | F1811 | 2018-02-07 10:55 | 78.4224
| Yadnarie - Pt Lincoln | F1811 | 2018-02-07 11:00 | 83.6099
| Yadnarie - Pt Lincoln | F1811 | 2018-02-07 11:05 | 83.0185
| Yadnarie - Pt Lincoln | F1811 | 2018-02-07 11:10 | 80.4087
| Yadnarie - Pt Lincoln | F1811 | 2018-02-07 11:15 | 79.9873
| Yadnarie - Pt Lincoln | F1811 | 2018-02-07 11:20 | 90.0425
| Yadnarie - Pt Lincoln | F1811 | 2018-02-07 11:25 | 88.6468
| Yadnarie - Pt Lincoln | F1811 | 2018-02-07 11:30 | 85.6821
| Yadnarie - Pt Lincoln | F1811 | 2018-02-07 11:35 | 84.9907
| Yadnarie - Pt Lincoln | F1811 | 2018-02-07 11:40 | 78.6928
| Yadnarie - Pt Lincoln | F1811 | 2018-02-07 11:45 | 77.8092
| Yadnarie - Pt Lincoln | F1811 | 2018-02-07 11:50 | 76.2305
| Yadnarie - Pt Lincoln | F1811 | 2018-02-07 11:55 | 74.6233
| Yadnarie - Pt Lincoln | F1811 | 2018-02-07 12:00 | 74.6255
| Yadnarie - Pt Lincoln | F1811 | 2018-02-07 12:15 | 73.9648
| Yadnarie - Pt Lincoln | F1811 | 2018-02-07 15:45 | 91.4522
| Yadnarie - Pt Lincoln | F1811 | 2018-02-07 15:50 | 83.5059
| Yadnarie - Pt Lincoln | F1811 | 2018-02-07 15:55 | 86.2369
| Yadnarie - Pt Lincoln | F1811 | 2018-02-07 16:00 | 76.0271
| Yadnarie - Pt Lincoln | F1811 | 2018-02-07 16:05 | 75.4429
| Yadnarie - Pt Lincoln | F1811 | 2018-02-07 16:10 | 70.9489
| Yadnarie - Pt Lincoln | F1811 | 2018-02-07 16:15 | 71.3112
| Yadnarie - Pt Lincoln | F1811 | 2018-02-07 16:20 | 76.7627
| Yadnarie - Pt Lincoln | F1811 | 2018-02-07 16:25 | 78.5501
| Yadnarie - Pt Lincoln | F1811 | 2018-02-07 16:30 | 88.0367
| Yadnarie - Pt Lincoln | F1811 | 2018-02-07 16:35 | 86.9738
| Yadnarie - Pt Lincoln | F1811 | 2018-02-08 08:45 | 91.4522
| Yadnarie - Pt Lincoln | F1811 | 2018-02-08 08:50 | 79.8735
| Yadnarie - Pt Lincoln | F1811 | 2018-02-08 08:55 | 79.501
| Yadnarie - Pt Lincoln | F1811 | 2018-02-08 09:00 | 80.2627
| Yadnarie - Pt Lincoln | F1811 | 2018-02-08 09:05 | 79.6285
| Yadnarie - Pt Lincoln | F1811 | 2018-02-08 09:10 | 81.1589
| Yadnarie - Pt Lincoln | F1811 | 2018-02-08 09:15 | 80.455
| Yadnarie - Pt Lincoln | F1811 | 2018-02-08 09:20 | 84.7555
| Yadnarie - Pt Lincoln | F1811 | 2018-02-08 09:25 | 83.5857
| Yadnarie - Pt Lincoln | F1811 | 2018-02-08 09:30 | 74.5261
| Yadnarie - Pt Lincoln | F1811 | 2018-02-08 09:35 | 73.1579
| Yadnarie - Pt Lincoln | F1811 | 2018-02-08 09:40 | 79.7282
| Yadnarie - Pt Lincoln | F1811 | 2018-02-08 09:45 | 75.9925
| Yadnarie - Pt Lincoln | F1811 | 2018-02-08 09:50 | 69.4826
| Yadnarie - Pt Lincoln | F1811 | 2018-02-08 09:55 | 65.0034
| Yadnarie - Pt Lincoln | F1811 | 2018-02-08 10:00 | 88.3354
| Yadnarie - Pt Lincoln | F1811 | 2018-02-08 10:05 | 84.5291
| Yadnarie - Pt Lincoln | F1811 | 2018-02-08 10:10 | 66.8427
| Yadnarie - Pt Lincoln | F1811 | 2018-02-08 10:15 | 63.7259
| Yadnarie - Pt Lincoln | F1811 | 2018-02-09 10:25 | 91.4522
| Yadnarie - Pt Lincoln | F1811 | 2018-02-09 10:30 | 80.8763
| Yadnarie - Pt Lincoln | F1811 | 2018-02-09 10:35 | 79.0516
| Yadnarie - Pt Lincoln | F1811 | 2018-02-10 09:45 | 91.4522
| Yadnarie - Pt Lincoln | F1811 | 2018-02-10 09:50 | 71.1159
| Yadnarie - Pt Lincoln | F1811 | 2018-02-10 09:55 | 70.9532
| Yadnarie - Pt Lincoln | F1811 | 2018-02-10 10:00 | 73.9167
| Yadnarie - Pt Lincoln | F1811 | 2018-02-10 10:05 | 73.1096
| Yadnarie - Pt Lincoln | F1811 | 2018-02-10 10:10 | 62.1346
| Yadnarie - Pt Lincoln | F1811 | 2018-02-10 10:15 | 61.4021
| Yadnarie - Pt Lincoln | F1811 | 2018-02-10 10:20 | 75.9862
| Yadnarie - Pt Lincoln | F1811 | 2018-02-10 10:25 | 74.8925
| Yadnarie - Pt Lincoln | F1811 | 2018-02-10 11:05 | 91.4522
| Yadnarie - Pt Lincoln | F1811 | 2018-02-10 11:10 | 63.4841
| Yadnarie - Pt Lincoln | F1811 | 2018-02-10 11:15 | 62.9663
| Yadnarie - Pt Lincoln | F1811 | 2018-02-10 11:20 | 69.1864
| Yadnarie - Pt Lincoln | F1811 | 2018-02-10 11:25 | 68.6161
| Yadnarie - Pt Lincoln | F1811 | 2018-03-10 12:45 | 91.4522
| Yadnarie - Pt Lincoln | F1811 | 2018-03-10 12:50 | 90.1049
| Yadnarie - Pt Lincoln | F1811 | 2018-03-10 12:55 | 90.2814
| Yadnarie - Pt Lincoln | F1811 | 2018-03-10 13:00 | 88.4044
| Yadnarie - Pt Lincoln | F1811 | 2018-03-10 13:05 | 86.9342
| Yadnarie - Pt Lincoln | F1811 | 2018-03-10 13:10 | 86.1497
| Yadnarie - Pt Lincoln | F1811 | 2018-03-10 13:15 | 87.0898
| Yadnarie - Pt Lincoln | F1811 | 2018-03-10 13:20 | 87.0127
| Yadnarie - Pt Lincoln | F1811 | 2018-03-10 13:25 | 86.4623
| Yadnarie - Pt Lincoln | F1811 | 2018-03-10 13:30 | 77.9072
| Yadnarie - Pt Lincoln | F1811 | 2018-03-10 13:35 | 78.2108
| Yadnarie - Pt Lincoln | F1811 | 2018-03-10 13:40 | 78.2819
| Yadnarie - Pt Lincoln | F1811 | 2018-03-10 13:45 | 77.8747
| Yadnarie - Pt Lincoln | F1811 | 2018-03-10 13:50 | 82.566
| Yadnarie - Pt Lincoln | F1811 | 2018-03-10 13:55 | 83.6234
| Yadnarie - Pt Lincoln | F1811 | 2018-03-10 14:00 | 85.4136
| Yadnarie - Pt Lincoln | F1811 | 2018-03-10 14:05 | 87.1303
| Yadnarie - Pt Lincoln | F1811 | 2018-03-10 14:10 | 81.0551
| Yadnarie - Pt Lincoln | F1811 | 2018-03-10 14:15 | 80.2615
| Yadnarie - Pt Lincoln | F1811 | 2018-03-10 14:20 | 71.7532
| Yadnarie - Pt Lincoln | F1811 | 2018-03-10 14:25 | 73.3253
| Yadnarie - Pt Lincoln | F1811 | 2018-03-10 14:30 | 79.4744
| Yadnarie - Pt Lincoln | F1811 | 2018-03-10 14:35 | 79.4941
| Yadnarie - Pt Lincoln | F1811 | 2018-03-10 14:40 | 79.0214
| Yadnarie - Pt Lincoln | F1811 | 2018-03-10 14:45 | 69.5611
| Yadnarie - Pt Lincoln | F1811 | 2018-03-10 14:50 | 80.9866
| Yadnarie - Pt Lincoln | F1811 | 2018-03-10 14:55 | 75.0155
| Yadnarie - Pt Lincoln | F1811 | 2018-03-10 15:05 | 91.4522
| Yadnarie - Pt Lincoln | F1811 | 2018-03-10 15:10 | 90.8868
| Yadnarie - Pt Lincoln | F1811 | 2018-03-10 15:15 | 90.2789
| Yadnarie - Pt Lincoln | F1811 | 2018-03-10 15:35 | 91.4522
| Yadnarie - Pt Lincoln | F1811 | 2018-03-10 15:40 | 90.5686
| Yadnarie - Pt Lincoln | F1811 | 2018-03-10 15:45 | 90.8657
| Yadnarie - Pt Lincoln | F1811 | 2018-03-22 12:15 | 91.4522
| Yadnarie - Pt Lincoln | F1811 | 2018-03-22 12:20 | 89.0604
| Yadnarie - Pt Lincoln | F1811 | 2018-03-22 12:25 | 88.9177
| Yadnarie - Pt Lincoln | F1811 | 2018-03-22 12:30 | 86.8035
| Yadnarie - Pt Lincoln | F1811 | 2018-03-22 12:35 | 85.525
| Yadnarie - Pt Lincoln | F1811 | 2018-03-22 12:40 | 87.6897
| Yadnarie - Pt Lincoln | F1811 | 2018-03-22 12:45 | 88.4054
| Yadnarie - Pt Lincoln | F1811 | 2018-03-22 13:05 | 91.4522
| Yadnarie - Pt Lincoln | F1811 | 2018-03-22 13:10 | 89.5401
| Yadnarie - Pt Lincoln | F1811 | 2018-03-22 13:15 | 89.0391
| Yadnarie - Pt Lincoln | F1811 | 2018-05-17 10:45 | 91.4522
| Yadnarie - Pt Lincoln | F1811 | 2018-05-17 10:55 | 91
| Yadnarie - Pt Lincoln | F1811 | 2018-09-20 13:40 | 91.4522
| Yadnarie - Pt Lincoln | F1811 | 2018-09-20 13:45 | 91
| Yadnarie - Pt Lincoln | F1811 | 2018-12-05 13:30 | 91.4522
| Yadnarie - Pt Lincoln | F1811 | 2018-12-05 13:35 | 91.1813
| Yadnarie - Pt Lincoln | F1811 | 2018-12-05 13:40 | 91.1999
| Yadnarie - Pt Lincoln | F1811 | 2018-12-05 13:45 | 89.9908
| Yadnarie - Pt Lincoln | F1811 | 2018-12-05 15:05 | 91.4522
| Yadnarie - Pt Lincoln | F1811 | 2018-12-05 15:10 | 90.346
| Yadnarie - Pt Lincoln | F1811 | 2018-12-05 15:15 | 90.9398
| Yadnarie - Pt Lincoln | F1811 | 2018-12-05 15:20 | 83.8833
| Yadnarie - Pt Lincoln | F1811 | 2018-12-05 15:25 | 83.4505
| Yadnarie - Pt Lincoln | F1811 | 2018-12-05 15:35 | 91.4522
| Yadnarie - Pt Lincoln | F1811 | 2018-12-05 15:40 | 81.9283
| Yadnarie - Pt Lincoln | F1811 | 2018-12-05 15:45 | 82.9407
| Yadnarie - Pt Lincoln | F1811 | 2018-12-05 15:50 | 89.922
| Yadnarie - Pt Lincoln | F1811 | 2018-12-05 15:55 | 89.8395
| Yadnarie - Pt Lincoln | F1811 | 2018-12-06 13:45 | 91.4522
| Yadnarie - Pt Lincoln | F1811 | 2018-12-06 13:50 | 91.4203
| Yadnarie - Pt Lincoln | F1811 | 2018-12-06 14:25 | 91.4522
| Yadnarie - Pt Lincoln | F1811 | 2018-12-06 14:30 | 86.4185
| Yadnarie - Pt Lincoln | F1811 | 2018-12-06 14:35 | 86.6364
| Yadnarie - Pt Lincoln | F1811 | 2018-12-06 15:45 | 91.4522
| Yadnarie - Pt Lincoln | F1811 | 2018-12-06 15:50 | 84.3132
| Yadnarie - Pt Lincoln | F1811 | 2018-12-06 15:55 | 84.6975
| Yadnarie - Pt Lincoln | F1811 | 2018-12-06 16:00 | 88.2145
| Yadnarie - Pt Lincoln | F1811 | 2018-12-06 16:05 | 88.5311
| Yadnarie - Pt Lincoln | F1811 | 2018-12-06 16:10 | 91.4522
| Yadnarie - Pt Lincoln | F1811 | 2018-12-06 16:15 | 91.4033
| Yadnarie - Pt Lincoln | F1811 | 2018-12-06 16:20 | 82.0674
| Yadnarie - Pt Lincoln | F1811 | 2018-12-06 16:25 | 83.9508
| Yadnarie - Pt Lincoln | F1811 | 2018-12-06 16:30 | 73.9639
| Yadnarie - Pt Lincoln | F1811 | 2018-12-06 16:35 | 74.0403
| Yadnarie - Pt Lincoln | F1811 | 2018-12-06 16:40 | 83.8955
| Yadnarie - Pt Lincoln | F1811 | 2018-12-06 16:45 | 85.0782
| Yadnarie - Pt Lincoln | F1811 | 2018-12-06 16:55 | 91.4522
| Yadnarie - Pt Lincoln | F1811 | 2018-12-06 17:00 | 77.966
| Yadnarie - Pt Lincoln | F1811 | 2018-12-06 17:05 | 78.2726
| Yadnarie - Pt Lincoln | F1811 | 2018-12-23 13:10 | 91.4522
| Yadnarie - Pt Lincoln | F1811 | 2018-12-23 13:15 | 90.5089
| Yadnarie - Pt Lincoln | F1811 | 2018-12-23 13:20 | 88.5871
| Yadnarie - Pt Lincoln | F1811 | 2018-12-23 13:25 | 88.3988
| Yadnarie - Pt Lincoln | F1811 | 2018-12-23 13:30 | 89.4602
| Yadnarie - Pt Lincoln | F1811 | 2018-12-23 13:35 | 89.6496
| Yadnarie - Pt Lincoln | F1811 | 2018-12-23 13:40 | 87.0609
| Yadnarie - Pt Lincoln | F1811 | 2018-12-23 13:45 | 87.114
| Yadnarie - Pt Lincoln | F1811 | 2018-12-23 13:55 | 91.4522
| Yadnarie - Pt Lincoln | F1811 | 2018-12-23 14:00 | 90.4301
| Yadnarie - Pt Lincoln | F1811 | 2018-12-24 13:15 | 91.4522
| Yadnarie - Pt Lincoln | F1811 | 2018-12-24 13:20 | 89.4703
| Yadnarie - Pt Lincoln | F1811 | 2018-12-24 13:25 | 87.7042
| Yadnarie - Pt Lincoln | F1811 | 2018-12-24 14:25 | 91.4522
| Yadnarie - Pt Lincoln | F1811 | 2018-12-24 14:30 | 90.8956
| Yadnarie - Pt Lincoln | F1811 | 2018-12-24 14:35 | 90.031
| Yadnarie - Pt Lincoln | F1811 | 2018-12-24 16:55 | 91.4522
| Yadnarie - Pt Lincoln | F1811 | 2018-12-24 17:00 | 91.3744
| Yadnarie - Pt Lincoln | F1811 | 2018-12-26 10:45 | 91.4522
| Yadnarie - Pt Lincoln | F1811 | 2018-12-26 10:50 | 88.3771
| Yadnarie - Pt Lincoln | F1811 | 2018-12-26 10:55 | 86.524
| Yadnarie - Pt Lincoln | F1811 | 2018-12-26 11:00 | 79.1648
| Yadnarie - Pt Lincoln | F1811 | 2018-12-26 11:05 | 80.1347
| Yadnarie - Pt Lincoln | F1811 | 2018-12-26 13:15 | 91.4522
| Yadnarie - Pt Lincoln | F1811 | 2018-12-26 13:20 | 89.5304
| Yadnarie - Pt Lincoln | F1811 | 2018-12-26 13:25 | 89.652
| Yadnarie - Pt Lincoln | F1811 | 2018-12-27 11:25 | 91.4522
| Yadnarie - Pt Lincoln | F1811 | 2018-12-27 11:30 | 88.6432
| Yadnarie - Pt Lincoln | F1811 | 2018-12-27 11:35 | 90.1452
| Yadnarie - Pt Lincoln | F1811 | 2019-01-03 14:35 | 91.4522
| Yadnarie - Pt Lincoln | F1811 | 2019-01-03 14:40 | 86.7642
| Yadnarie - Pt Lincoln | F1811 | 2019-01-03 14:45 | 85.2788
| Yadnarie - Pt Lincoln | F1811 | 2019-01-03 14:50 | 89.7788
| Yadnarie - Pt Lincoln | F1811 | 2019-01-03 14:55 | 89.3657
| Yadnarie - Pt Lincoln | F1811 | 2019-01-03 16:35 | 91.4522
| Yadnarie - Pt Lincoln | F1811 | 2019-01-03 16:40 | 57.5584
| Yadnarie - Pt Lincoln | F1811 | 2019-01-03 16:45 | 57.17
| Yadnarie - Pt Lincoln | F1811 | 2019-01-03 16:50 | 67.1338
| Yadnarie - Pt Lincoln | F1811 | 2019-01-03 16:55 | 68.3912
| Yadnarie - Pt Lincoln | F1811 | 2019-01-03 17:00 | 64.9917
| Yadnarie - Pt Lincoln | F1811 | 2019-01-03 17:05 | 66.6436
| Yadnarie - Pt Lincoln | F1811 | 2019-01-03 17:10 | 84.858
| Yadnarie - Pt Lincoln | F1811 | 2019-01-03 17:15 | 83.9228
| Yadnarie - Pt Lincoln | F1811 | 2019-01-03 17:20 | 66.6071
| Yadnarie - Pt Lincoln | F1811 | 2019-01-03 17:25 | 68.2855
| Yadnarie - Pt Lincoln | F1811 | 2019-01-03 17:30 | 61.2405
| Yadnarie - Pt Lincoln | F1811 | 2019-01-03 17:35 | 63.3622
| Yadnarie - Pt Lincoln | F1811 | 2019-01-03 17:40 | 66.9892
| Yadnarie - Pt Lincoln | F1811 | 2019-01-03 17:45 | 67.823
| Yadnarie - Pt Lincoln | F1811 | 2019-01-03 17:50 | 77.3035
| Yadnarie - Pt Lincoln | F1811 | 2019-01-03 17:55 | 79.8608
| Yadnarie - Pt Lincoln | F1811 | 2019-01-03 18:00 | 68.012
| Yadnarie - Pt Lincoln | F1811 | 2019-01-03 18:05 | 67.741
| Yadnarie - Pt Lincoln | F1811 | 2019-01-03 18:10 | 80.8541
| Yadnarie - Pt Lincoln | F1811 | 2019-01-03 18:15 | 82.8107
| Yadnarie - Pt Lincoln | F1811 | 2019-01-03 18:20 | 75.1296
| Yadnarie - Pt Lincoln | F1811 | 2019-01-03 18:25 | 77.9785
| Yadnarie - Pt Lincoln | F1811 | 2019-01-03 18:30 | 81.8918
| Yadnarie - Pt Lincoln | F1811 | 2019-01-03 18:35 | 84.9422
| Yadnarie - Pt Lincoln | F1811 | 2019-01-03 18:40 | 88.2735
| Yadnarie - Pt Lincoln | F1811 | 2019-01-03 18:45 | 89.1972
| Yadnarie - Pt Lincoln | F1811 | 2019-01-11 10:10 | 91.4522
| Yadnarie - Pt Lincoln | F1811 | 2019-01-11 10:15 | 90.1768
| Yadnarie - Pt Lincoln | F1811 | 2019-01-11 10:20 | 91.2514
| Yadnarie - Pt Lincoln | F1811 | 2019-01-11 10:25 | 90.5408
| Yadnarie - Pt Lincoln | F1811 | 2019-01-11 10:35 | 91.4522
| Yadnarie - Pt Lincoln | F1811 | 2019-01-11 10:40 | 91.0942
| Yadnarie - Pt Lincoln | F1811 | 2019-01-11 10:45 | 89.221
| Yadnarie - Pt Lincoln | F1811 | 2019-01-11 11:05 | 91.4522
| Yadnarie - Pt Lincoln | F1811 | 2019-01-11 11:10 | 81.0158
| Yadnarie - Pt Lincoln | F1811 | 2019-01-11 11:15 | 80.3981
| Yadnarie - Pt Lincoln | F1811 | 2019-01-11 11:20 | 83.6325
| Yadnarie - Pt Lincoln | F1811 | 2019-01-11 11:25 | 84.0439
| Yadnarie - Pt Lincoln | F1811 | 2019-01-11 11:30 | 86.0112
| Yadnarie - Pt Lincoln | F1811 | 2019-01-11 11:35 | 84.7441
| Yadnarie - Pt Lincoln | F1811 | 2019-01-11 11:55 | 91.4522
| Yadnarie - Pt Lincoln | F1811 | 2019-01-11 12:00 | 91.0104
| Yadnarie - Pt Lincoln | F1811 | 2019-01-11 12:05 | 90.8106
| Yadnarie - Pt Lincoln | F1811 | 2019-01-11 12:10 | 72.2757
| Yadnarie - Pt Lincoln | F1811 | 2019-01-11 12:15 | 71.3503
| Yadnarie - Pt Lincoln | F1811 | 2019-01-11 12:20 | 65.9469
| Yadnarie - Pt Lincoln | F1811 | 2019-01-11 12:25 | 65.6788
| Yadnarie - Pt Lincoln | F1811 | 2019-01-11 12:30 | 58.9779
| Yadnarie - Pt Lincoln | F1811 | 2019-01-11 12:35 | 59.1416
| Yadnarie - Pt Lincoln | F1811 | 2019-01-11 12:40 | 57.2804
| Yadnarie - Pt Lincoln | F1811 | 2019-01-11 12:45 | 61.6802
| Yadnarie - Pt Lincoln | F1811 | 2019-01-11 12:50 | 64.6972
| Yadnarie - Pt Lincoln | F1811 | 2019-01-11 12:55 | 64.5442
| Yadnarie - Pt Lincoln | F1811 | 2019-01-11 13:00 | 68.285
| Yadnarie - Pt Lincoln | F1811 | 2019-01-11 13:05 | 67.9357
| Yadnarie - Pt Lincoln | F1811 | 2019-01-11 13:10 | 75.3311
| Yadnarie - Pt Lincoln | F1811 | 2019-01-11 13:15 | 73.6519
| Yadnarie - Pt Lincoln | F1811 | 2019-01-11 13:20 | 73.7035
| Yadnarie - Pt Lincoln | F1811 | 2019-01-11 13:25 | 72.317
| Yadnarie - Pt Lincoln | F1811 | 2019-01-11 13:30 | 75.1762
| Yadnarie - Pt Lincoln | F1811 | 2019-01-11 13:35 | 76.6548
| Yadnarie - Pt Lincoln | F1811 | 2019-01-11 13:40 | 73.0298
| Yadnarie - Pt Lincoln | F1811 | 2019-01-11 13:45 | 70.8975
| Yadnarie - Pt Lincoln | F1811 | 2019-01-11 13:50 | 74.6523
| Yadnarie - Pt Lincoln | F1811 | 2019-01-11 13:55 | 70.9688
| Yadnarie - Pt Lincoln | F1811 | 2019-01-11 14:00 | 65.0806
| Yadnarie - Pt Lincoln | F1811 | 2019-01-11 14:05 | 64.1838
| Yadnarie - Pt Lincoln | F1811 | 2019-01-11 14:10 | 65.52
| Yadnarie - Pt Lincoln | F1811 | 2019-01-11 14:15 | 67.9324
| Yadnarie - Pt Lincoln | F1811 | 2019-01-14 12:05 | 91.4522
| Yadnarie - Pt Lincoln | F1811 | 2019-01-14 12:10 | 86.1225
| Yadnarie - Pt Lincoln | F1811 | 2019-01-14 12:15 | 86.1609
| Yadnarie - Pt Lincoln | F1811 | 2019-01-14 12:20 | 88.2697
| Yadnarie - Pt Lincoln | F1811 | 2019-01-14 12:25 | 87.9196
| Yadnarie - Pt Lincoln | F1811 | 2019-01-14 12:30 | 84.7348
| Yadnarie - Pt Lincoln | F1811 | 2019-01-14 12:35 | 84.8926
| Yadnarie - Pt Lincoln | F1811 | 2019-01-14 13:35 | 91.4522
| Yadnarie - Pt Lincoln | F1811 | 2019-01-14 13:40 | 86.5496
| Yadnarie - Pt Lincoln | F1811 | 2019-01-14 13:45 | 86.9864
| Yadnarie - Pt Lincoln | F1811 | 2019-01-14 13:50 | 86.2726
| Yadnarie - Pt Lincoln | F1811 | 2019-01-14 13:55 | 85.6016
| Yadnarie - Pt Lincoln | F1811 | 2019-01-15 09:40 | 91.4522
| Yadnarie - Pt Lincoln | F1811 | 2019-01-15 09:45 | 89.5142
| Yadnarie - Pt Lincoln | F1811 | 2019-01-15 09:50 | 48.3659
| Yadnarie - Pt Lincoln | F1811 | 2019-01-15 09:55 | 49.1857
| Yadnarie - Pt Lincoln | F1811 | 2019-01-15 10:00 | 43.3767
| Yadnarie - Pt Lincoln | F1811 | 2019-01-15 10:05 | 43.6247
| Yadnarie - Pt Lincoln | F1811 | 2019-01-15 10:10 | 53.6388
| Yadnarie - Pt Lincoln | F1811 | 2019-01-15 10:15 | 52.9394
| Yadnarie - Pt Lincoln | F1811 | 2019-01-15 10:20 | 52.464
| Yadnarie - Pt Lincoln | F1811 | 2019-01-15 10:25 | 52.7299
| Yadnarie - Pt Lincoln | F1811 | 2019-01-15 10:30 | 72.5028
| Yadnarie - Pt Lincoln | F1811 | 2019-01-15 10:35 | 72.762
| Yadnarie - Pt Lincoln | F1811 | 2019-01-15 10:40 | 79.7877
| Yadnarie - Pt Lincoln | F1811 | 2019-01-15 10:45 | 76.601
| Yadnarie - Pt Lincoln | F1811 | 2019-01-15 10:50 | 63.4085
| Yadnarie - Pt Lincoln | F1811 | 2019-01-15 10:55 | 60.5757
| Yadnarie - Pt Lincoln | F1811 | 2019-01-15 11:00 | 57.3011
| Yadnarie - Pt Lincoln | F1811 | 2019-01-15 11:05 | 53.7751
| Yadnarie - Pt Lincoln | F1811 | 2019-01-15 11:10 | 62.9599
| Yadnarie - Pt Lincoln | F1811 | 2019-01-15 11:15 | 61.1817
| Yadnarie - Pt Lincoln | F1811 | 2019-01-15 11:20 | 67.3862
| Yadnarie - Pt Lincoln | F1811 | 2019-01-15 11:25 | 67.3212
| Yadnarie - Pt Lincoln | F1811 | 2019-01-16 12:35 | 91.4522
| Yadnarie - Pt Lincoln | F1811 | 2019-01-16 12:40 | 77.001
| Yadnarie - Pt Lincoln | F1811 | 2019-01-16 12:45 | 76.2425
| Yadnarie - Pt Lincoln | F1811 | 2019-01-16 12:50 | 82.9905
| Yadnarie - Pt Lincoln | F1811 | 2019-01-16 12:55 | 80.9027
| Yadnarie - Pt Lincoln | F1811 | 2019-01-16 13:00 | 74.2267
| Yadnarie - Pt Lincoln | F1811 | 2019-01-16 13:05 | 73.0777
| Yadnarie - Pt Lincoln | F1811 | 2019-01-16 13:10 | 68.7553
| Yadnarie - Pt Lincoln | F1811 | 2019-01-16 13:15 | 68.1999
| Yadnarie - Pt Lincoln | F1811 | 2019-01-16 13:20 | 60.0481
| Yadnarie - Pt Lincoln | F1811 | 2019-01-16 13:25 | 57.9359
| Yadnarie - Pt Lincoln | F1811 | 2019-01-16 13:30 | 35.7233
| Yadnarie - Pt Lincoln | F1811 | 2019-01-16 13:35 | 31.7577
| Yadnarie - Pt Lincoln | F1811 | 2019-01-16 13:40 | 74.3435
| Yadnarie - Pt Lincoln | F1811 | 2019-01-16 13:45 | 74.1069
| Yadnarie - Pt Lincoln | F1811 | 2019-01-16 13:50 | 35.6786
| Yadnarie - Pt Lincoln | F1811 | 2019-01-16 13:55 | 35.2405
| Yadnarie - Pt Lincoln | F1811 | 2019-01-16 14:00 | 57.5058
| Yadnarie - Pt Lincoln | F1811 | 2019-01-16 14:05 | 59.2822
| Yadnarie - Pt Lincoln | F1811 | 2019-01-16 14:10 | 45.8351
| Yadnarie - Pt Lincoln | F1811 | 2019-01-16 14:15 | 47.0802
| Yadnarie - Pt Lincoln | F1811 | 2019-01-16 14:20 | 42.447
| Yadnarie - Pt Lincoln | F1811 | 2019-01-16 14:25 | 43.162
| Yadnarie - Pt Lincoln | F1811 | 2019-01-16 14:30 | 57.0661
| Yadnarie - Pt Lincoln | F1811 | 2019-01-16 14:35 | 56.6474
| Yadnarie - Pt Lincoln | F1811 | 2019-01-16 14:45 | 91.4522
| Yadnarie - Pt Lincoln | F1811 | 2019-01-16 14:50 | 67.8394
| Yadnarie - Pt Lincoln | F1811 | 2019-01-16 14:55 | 68.2651
| Yadnarie - Pt Lincoln | F1811 | 2019-01-16 15:00 | 71.5202
| Yadnarie - Pt Lincoln | F1811 | 2019-01-16 15:05 | 71.4356
| Yadnarie - Pt Lincoln | F1811 | 2019-01-21 12:30 | 91.4522
| Yadnarie - Pt Lincoln | F1811 | 2019-01-21 12:35 | 91.407
| Yadnarie - Pt Lincoln | F1811 | 2019-01-21 13:05 | 91.4522
| Yadnarie - Pt Lincoln | F1811 | 2019-01-21 13:10 | 77.7912
| Yadnarie - Pt Lincoln | F1811 | 2019-01-21 13:15 | 77.3794
| Yadnarie - Pt Lincoln | F1811 | 2019-01-21 13:20 | 65.083
| Yadnarie - Pt Lincoln | F1811 | 2019-01-21 13:25 | 65.6591
| Yadnarie - Pt Lincoln | F1811 | 2019-01-21 13:30 | 70.0019
| Yadnarie - Pt Lincoln | F1811 | 2019-01-21 13:35 | 69.9591
| Yadnarie - Pt Lincoln | F1811 | 2019-01-21 13:40 | 79.5256
| Yadnarie - Pt Lincoln | F1811 | 2019-01-21 13:45 | 80.5555
| Yadnarie - Pt Lincoln | F1811 | 2019-01-21 13:50 | 80.5326
| Yadnarie - Pt Lincoln | F1811 | 2019-01-21 13:55 | 80.5009
| Yadnarie - Pt Lincoln | F1811 | 2019-01-21 14:00 | 82.2953
| Yadnarie - Pt Lincoln | F1811 | 2019-01-21 14:05 | 82.7256
| Yadnarie - Pt Lincoln | F1811 | 2019-01-21 14:10 | 85.5561
| Yadnarie - Pt Lincoln | F1811 | 2019-01-21 14:15 | 85.4765
| Yadnarie - Pt Lincoln | F1811 | 2019-01-21 14:20 | 83.7769
| Yadnarie - Pt Lincoln | F1811 | 2019-01-21 14:25 | 82.1212
| Yadnarie - Pt Lincoln | F1811 | 2019-01-21 14:30 | 86.4445
| Yadnarie - Pt Lincoln | F1811 | 2019-01-21 14:35 | 88.2906
| Yadnarie - Pt Lincoln | F1811 | 2019-01-22 10:55 | 91.4522
| Yadnarie - Pt Lincoln | F1811 | 2019-01-22 11:00 | 89.3667
| Yadnarie - Pt Lincoln | F1811 | 2019-01-22 11:05 | 88.6628
| Yadnarie - Pt Lincoln | F1811 | 2019-01-22 11:10 | 82.6096
| Yadnarie - Pt Lincoln | F1811 | 2019-01-22 11:15 | 81.2302
| Yadnarie - Pt Lincoln | F1811 | 2019-01-22 11:20 | 81.8345
| Yadnarie - Pt Lincoln | F1811 | 2019-01-22 11:25 | 80.9125
| Yadnarie - Pt Lincoln | F1811 | 2019-01-22 11:30 | 82.3706
| Yadnarie - Pt Lincoln | F1811 | 2019-01-22 11:35 | 82.2191
| Yadnarie - Pt Lincoln | F1811 | 2019-01-22 11:40 | 82.0894
| Yadnarie - Pt Lincoln | F1811 | 2019-01-22 11:45 | 80.6561
| Yadnarie - Pt Lincoln | F1811 | 2019-01-22 11:50 | 79.2637
| Yadnarie - Pt Lincoln | F1811 | 2019-01-22 11:55 | 77.8941
| Yadnarie - Pt Lincoln | F1811 | 2019-01-22 12:00 | 86.6072
| Yadnarie - Pt Lincoln | F1811 | 2019-01-22 12:05 | 86.7682
| Yadnarie - Pt Lincoln | F1811 | 2019-01-22 12:10 | 71.0177
| Yadnarie - Pt Lincoln | F1811 | 2019-01-22 12:15 | 70.2565
| Yadnarie - Pt Lincoln | F1811 | 2019-01-22 12:20 | 36.354
| Yadnarie - Pt Lincoln | F1811 | 2019-01-22 12:25 | 36.4192
| Yadnarie - Pt Lincoln | F1811 | 2019-01-22 12:30 | 52.6773
| Yadnarie - Pt Lincoln | F1811 | 2019-01-22 12:35 | 51.8404
| Yadnarie - Pt Lincoln | F1811 | 2019-01-22 12:40 | 34.9806
| Yadnarie - Pt Lincoln | F1811 | 2019-01-22 12:45 | 34.8039
| Yadnarie - Pt Lincoln | F1811 | 2019-01-22 12:50 | 26.0936
| Yadnarie - Pt Lincoln | F1811 | 2019-01-22 12:55 | 25.5853
| Yadnarie - Pt Lincoln | F1811 | 2019-01-22 13:05 | 91.4522
| Yadnarie - Pt Lincoln | F1811 | 2019-01-22 13:10 | 87.6284
| Yadnarie - Pt Lincoln | F1811 | 2019-01-22 13:15 | 86.8058
| Yadnarie - Pt Lincoln | F1811 | 2019-01-22 13:20 | 84.233
| Yadnarie - Pt Lincoln | F1811 | 2019-01-22 13:25 | 83.164
| Yadnarie - Pt Lincoln | F1811 | 2019-01-22 13:30 | 72.5049
| Yadnarie - Pt Lincoln | F1811 | 2019-01-22 13:35 | 71.2534
| Yadnarie - Pt Lincoln | F1811 | 2019-01-22 13:40 | 64.7564
| Yadnarie - Pt Lincoln | F1811 | 2019-01-22 13:45 | 66.4586
| Yadnarie - Pt Lincoln | F1811 | 2019-01-22 14:35 | 91.4522
| Yadnarie - Pt Lincoln | F1811 | 2019-01-22 14:40 | 75.5781
| Yadnarie - Pt Lincoln | F1811 | 2019-01-22 14:45 | 74.5732
| Yadnarie - Pt Lincoln | F1811 | 2019-01-22 15:00 | 91.4522
| Yadnarie - Pt Lincoln | F1811 | 2019-01-22 15:05 | 90.9272
| Yadnarie - Pt Lincoln | F1811 | 2019-01-22 15:10 | 87.9964
| Yadnarie - Pt Lincoln | F1811 | 2019-01-22 15:15 | 88.5614
| Yadnarie - Pt Lincoln | F1811 | 2019-01-29 10:15 | 91.4522
| Yadnarie - Pt Lincoln | F1811 | 2019-01-29 10:20 | 88.9301
| Yadnarie - Pt Lincoln | F1811 | 2019-01-29 10:25 | 88.6993
| Yadnarie - Pt Lincoln | F1811 | 2019-01-29 10:30 | 89.316
| Yadnarie - Pt Lincoln | F1811 | 2019-01-29 10:35 | 88.0127
| Yadnarie - Pt Lincoln | F1811 | 2019-01-29 10:40 | 81.4153
| Yadnarie - Pt Lincoln | F1811 | 2019-01-29 10:45 | 80.655
| Yadnarie - Pt Lincoln | F1811 | 2019-01-29 13:15 | 91.4522
| Yadnarie - Pt Lincoln | F1811 | 2019-01-29 13:20 | 78.9655
| Yadnarie - Pt Lincoln | F1811 | 2019-01-29 13:25 | 79.424
| Yadnarie - Pt Lincoln | F1811 | 2019-01-29 14:05 | 91.4522
| Yadnarie - Pt Lincoln | F1811 | 2019-01-29 14:10 | 82.4588
| Yadnarie - Pt Lincoln | F1811 | 2019-01-29 14:15 | 82.7604
| Yadnarie - Pt Lincoln | F1811 | 2019-01-29 14:20 | 82.1339
| Yadnarie - Pt Lincoln | F1811 | 2019-01-29 14:25 | 82.2119
| Yadnarie - Pt Lincoln | F1811 | 2019-01-29 14:55 | 91.4522
| Yadnarie - Pt Lincoln | F1811 | 2019-01-29 15:00 | 76.0139
| Yadnarie - Pt Lincoln | F1811 | 2019-01-29 15:05 | 76.0269
| Yadnarie - Pt Lincoln | F1811 | 2019-01-29 15:10 | 72.8804
| Yadnarie - Pt Lincoln | F1811 | 2019-01-29 15:15 | 71.9025
| Yadnarie - Pt Lincoln | F1811 | 2019-01-29 15:20 | 71.8392
| Yadnarie - Pt Lincoln | F1811 | 2019-01-29 15:25 | 71.6982
| Yadnarie - Pt Lincoln | F1811 | 2019-01-29 15:30 | 65.4576
| Yadnarie - Pt Lincoln | F1811 | 2019-01-29 15:35 | 64.6495
| Yadnarie - Pt Lincoln | F1811 | 2019-01-29 15:40 | 70.2013
| Yadnarie - Pt Lincoln | F1811 | 2019-01-29 15:45 | 71.7866
| Yadnarie - Pt Lincoln | F1811 | 2019-02-02 14:55 | 91.4522
| Yadnarie - Pt Lincoln | F1811 | 2019-02-02 15:00 | 83.7651
| Yadnarie - Pt Lincoln | F1811 | 2019-02-02 15:05 | 80.9361
| Yadnarie - Pt Lincoln | F1811 | 2019-02-03 08:05 | 91.4522
| Yadnarie - Pt Lincoln | F1811 | 2019-02-03 08:10 | 90.2742
| Yadnarie - Pt Lincoln | F1811 | 2019-02-03 08:15 | 87.7119
| Yadnarie - Pt Lincoln | F1811 | 2019-02-03 08:20 | 76.6531
| Yadnarie - Pt Lincoln | F1811 | 2019-02-03 08:25 | 74.955
| Yadnarie - Pt Lincoln | F1811 | 2019-02-03 09:05 | 91.4522
| Yadnarie - Pt Lincoln | F1811 | 2019-02-03 09:10 | 78.0606
| Yadnarie - Pt Lincoln | F1811 | 2019-02-03 09:15 | 76.9306
| Yadnarie - Pt Lincoln | F1811 | 2019-02-03 09:20 | 77.5768
| Yadnarie - Pt Lincoln | F1811 | 2019-02-03 09:25 | 75.6432
| Yadnarie - Pt Lincoln | F1811 | 2019-02-03 09:30 | 81.5147
| Yadnarie - Pt Lincoln | F1811 | 2019-02-03 09:35 | 81.3629
| Yadnarie - Pt Lincoln | F1811 | 2019-02-03 09:40 | 87.5158
| Yadnarie - Pt Lincoln | F1811 | 2019-02-03 09:45 | 85.4352
| Yadnarie - Pt Lincoln | F1811 | 2019-02-03 09:50 | 88.3941
| Yadnarie - Pt Lincoln | F1811 | 2019-02-03 09:55 | 87.6607
| Yadnarie - Pt Lincoln | F1811 | 2019-02-03 10:00 | 87.3551
| Yadnarie - Pt Lincoln | F1811 | 2019-02-03 10:05 | 85.7676
| Yadnarie - Pt Lincoln | F1811 | 2019-02-03 10:15 | 91.4522
| Yadnarie - Pt Lincoln | F1811 | 2019-02-03 10:20 | 87.5253
| Yadnarie - Pt Lincoln | F1811 | 2019-02-03 10:25 | 84.9452
| Yadnarie - Pt Lincoln | F1811 | 2019-02-03 10:45 | 91.4522
| Yadnarie - Pt Lincoln | F1811 | 2019-02-03 10:50 | 90.1469
| Yadnarie - Pt Lincoln | F1811 | 2019-02-15 12:15 | 91.4522
| Yadnarie - Pt Lincoln | F1811 | 2019-02-15 12:20 | 83.144
| Yadnarie - Pt Lincoln | F1811 | 2019-02-15 12:25 | 82.0498
| Yadnarie - Pt Lincoln | F1811 | 2019-02-17 14:05 | 91.4522
| Yadnarie - Pt Lincoln | F1811 | 2019-02-17 14:10 | 90.2553
| Yadnarie - Pt Lincoln | F1811 | 2019-02-24 10:55 | 91.4522
| Yadnarie - Pt Lincoln | F1811 | 2019-02-24 11:00 | 90.7542
| Yadnarie - Pt Lincoln | F1811 | 2019-02-24 11:05 | 90.3435
| Yadnarie - Pt Lincoln | F1811 | 2019-02-24 11:45 | 91.4522
| Yadnarie - Pt Lincoln | F1811 | 2019-02-24 11:50 | 90.5774
| Yadnarie - Pt Lincoln | F1811 | 2019-02-24 11:55 | 91.4522
| Yadnarie - Pt Lincoln | F1811 | 2019-02-24 12:00 | 75.3078
| Yadnarie - Pt Lincoln | F1811 | 2019-02-24 12:05 | 74.9089
| Yadnarie - Pt Lincoln | F1811 | 2019-02-24 12:10 | 69.8585
| Yadnarie - Pt Lincoln | F1811 | 2019-02-24 12:15 | 68.9287
| Yadnarie - Pt Lincoln | F1811 | 2019-02-24 12:20 | 71.1688
| Yadnarie - Pt Lincoln | F1811 | 2019-02-24 12:25 | 71.2314
| Yadnarie - Pt Lincoln | F1811 | 2019-02-24 12:30 | 74.63
| Yadnarie - Pt Lincoln | F1811 | 2019-02-24 12:35 | 74.747
| Yadnarie - Pt Lincoln | F1811 | 2019-02-24 12:40 | 63.8362
| Yadnarie - Pt Lincoln | F1811 | 2019-02-24 12:45 | 65.2693
| Yadnarie - Pt Lincoln | F1811 | 2019-02-24 12:50 | 67.1221
| Yadnarie - Pt Lincoln | F1811 | 2019-02-24 12:55 | 67.872
| Yadnarie - Pt Lincoln | F1811 | 2019-02-24 13:00 | 61.6557
| Yadnarie - Pt Lincoln | F1811 | 2019-02-24 13:05 | 59.6984
| Yadnarie - Pt Lincoln | F1811 | 2019-02-24 13:10 | 64.0364
| Yadnarie - Pt Lincoln | F1811 | 2019-02-24 13:15 | 64.3477
| Yadnarie - Pt Lincoln | F1811 | 2019-02-24 13:20 | 51.3466
| Yadnarie - Pt Lincoln | F1811 | 2019-02-24 13:25 | 52.1593
| Yadnarie - Pt Lincoln | F1811 | 2019-02-24 13:30 | 50.0771
| Yadnarie - Pt Lincoln | F1811 | 2019-02-24 13:35 | 50.2298
| Yadnarie - Pt Lincoln | F1811 | 2019-02-24 13:40 | 65.4831
| Yadnarie - Pt Lincoln | F1811 | 2019-02-24 13:45 | 67.6155
| Yadnarie - Pt Lincoln | F1811 | 2019-02-24 13:50 | 76.2352
| Yadnarie - Pt Lincoln | F1811 | 2019-02-24 13:55 | 74.4759
| Yadnarie - Pt Lincoln | F1811 | 2019-02-24 14:00 | 79.6875
| Yadnarie - Pt Lincoln | F1811 | 2019-02-24 14:05 | 81.4544
| Yadnarie - Pt Lincoln | F1811 | 2019-02-24 14:10 | 80.3824
| Yadnarie - Pt Lincoln | F1811 | 2019-02-24 14:15 | 79.9398
| Yadnarie - Pt Lincoln | F1811 | 2019-02-25 12:05 | 91.4522
| Yadnarie - Pt Lincoln | F1811 | 2019-02-25 12:10 | 85.6783
| Yadnarie - Pt Lincoln | F1811 | 2019-02-25 12:15 | 85.8912
| Yadnarie - Pt Lincoln | F1811 | 2019-02-25 12:35 | 91.4522
| Yadnarie - Pt Lincoln | F1811 | 2019-02-25 12:40 | 77.1569
| Yadnarie - Pt Lincoln | F1811 | 2019-02-25 12:45 | 77.9052
| Yadnarie - Pt Lincoln | F1811 | 2019-02-25 12:50 | 77.3337
| Yadnarie - Pt Lincoln | F1811 | 2019-02-25 12:55 | 76.7535
| Yadnarie - Pt Lincoln | F1811 | 2019-02-25 13:00 | 86.6485
| Yadnarie - Pt Lincoln | F1811 | 2019-02-25 13:05 | 86.7293
| Yadnarie - Pt Lincoln | F1811 | 2019-02-25 13:35 | 91.4522
| Yadnarie - Pt Lincoln | F1811 | 2019-02-25 13:40 | 79.6789
| Yadnarie - Pt Lincoln | F1811 | 2019-02-25 13:45 | 80.335
| Yadnarie - Pt Lincoln | F1811 | 2019-02-25 13:50 | 71.2436
| Yadnarie - Pt Lincoln | F1811 | 2019-02-25 13:55 | 72.1958
| Yadnarie - Pt Lincoln | F1811 | 2019-02-25 14:00 | 70.6507
| Yadnarie - Pt Lincoln | F1811 | 2019-02-25 14:05 | 70.9326
| Yadnarie - Pt Lincoln | F1811 | 2019-02-25 14:10 | 70.8371
| Yadnarie - Pt Lincoln | F1811 | 2019-02-25 14:15 | 70.3227
| Yadnarie - Pt Lincoln | F1811 | 2019-02-25 14:20 | 67.8784
| Yadnarie - Pt Lincoln | F1811 | 2019-02-25 14:25 | 66.3811
| Yadnarie - Pt Lincoln | F1811 | 2019-02-25 14:30 | 74.2044
| Yadnarie - Pt Lincoln | F1811 | 2019-02-25 14:35 | 75.7245
| Yadnarie - Pt Lincoln | F1811 | 2019-02-25 14:40 | 80.3961
| Yadnarie - Pt Lincoln | F1811 | 2019-02-25 14:45 | 81.0467
| Yadnarie - Pt Lincoln | F1811 | 2019-02-25 14:55 | 91.4522
| Yadnarie - Pt Lincoln | F1811 | 2019-02-25 15:00 | 89.5516
| Yadnarie - Pt Lincoln | F1811 | 2019-02-25 15:05 | 88.772
| Yadnarie - Pt Lincoln | F1811 | 2019-03-02 15:25 | 91.4522
| Yadnarie - Pt Lincoln | F1811 | 2019-03-02 15:30 | 81.9012
| Yadnarie - Pt Lincoln | F1811 | 2019-03-02 15:35 | 82.1763
| Yadnarie - Pt Lincoln | F1811 | 2019-03-02 15:40 | 77.9211
| Yadnarie - Pt Lincoln | F1811 | 2019-03-02 15:45 | 79.412
| Yadnarie - Pt Lincoln | F1811 | 2019-03-02 15:50 | 90.4463
| Yadnarie - Pt Lincoln | F1811 | 2019-03-02 15:55 | 91.4522
| Yadnarie - Pt Lincoln | F1811 | 2019-03-02 16:00 | 88.5333
| Yadnarie - Pt Lincoln | F1811 | 2019-03-02 16:05 | 89.2184
| Yadnarie - Pt Lincoln | F1811 | 2019-03-02 16:10 | 87.417
| Yadnarie - Pt Lincoln | F1811 | 2019-03-02 16:15 | 88.3869
| Yadnarie - Pt Lincoln | F1811 | 2019-05-31 | 91.4522

## Projects
| Transmission line | ID | Project No. | Project | Constraint primary driver | Constraint investment type | Preferred investment description | Year applicable to capital cost, operating cost, deferral value and economic cost of constraint | Preferred investment - capital cost (amount) | Preferred investment - annual network operating cost | Preferred investment - cost accuracy | Preferred investment proposed timing | Demand reduction required to defer investment by 1 year (connection point) | Demand reduction required to defer investment by 1 year (amount) | Annual deferral value (cost) | Annual economic cost of constraint (amount) | VCR | Annual constraint duration | Constraint duration on peak demand day | Note
Units | [7 empty] | YYYY | $ millions (nominal) | $ millions | Number | MM-YYYY | Connection point | MVA | $ millions (nominal) | $ millions (nominal) | $/MWh | hours | hours
Rule | TGTL001 | TGTL001 |  |  | TGTL002 |  | TGTL010 | TGTL011, TGTL012, TFTL016, TFTL019 | TGTL011 | TGTL012 | TGLT013 | TGLT014 | TGLT015 | TGLT015 | TGLT016 | TGLT019 | TGLT020 | TGLT021 | TGLT022
Description | Connection point names at each of of transmission lines subject to any historical or emerging constraints. | Unique ID for transmission lines subject to any historical or emerging constraints |  |  | The technical or legal requirement that is giving rise to the constraint. A primary driver may be capacity, reliability, power quality, operational, stability, reactive support, compliance, asset condition and performance, market benefit, environmental, safety or other. | The type may be augmentation, asset retirement, asset renewal, or operational investment. | A brief description of the project and its scope | The year in which we are contemplating network investment or operating expenditure to address the need. | The magnitude of network investment we are contemplating to address the need. | Annual operating costs (including overheads). | As an example, 0.15 indicates +/-15% | The timing for delivery of the solution, providing sufficient information on when a solution is required. | The connection points at which load reduction may be possible to defer the investment by one year. Applicable for capacity driven investments. | The total amount of load reduction required at relevant connection points to defer the investment by one year. Applicable for capacity driven investments. | Applicable for capacity driven investments. | Where applicable, the expected annual cost of the constraint in the identified year, for example the annual cost of unserved energy, cost of safety risk, cost of operational constraint, or cost of wholesale energy cost increase caused by the constraint. | VCR value applied to assess the impact of this constraint. Data weighted by customer type relevant to any unserved energy risk. | The number of hours the constraint is expected to last and how long the solution is required for | The number of hours the constraint is expected to last and how long the solution is required for
0 | F1920 | Belalie - Davenport | EC.14041 | 7.6 Remove plant rating limits from the Robertstown to Davenport 275 kV lines | Market benefit | Augmentation | Remove, replace or change plant that are rated lower than the design capability of the conductors on the 275 kV lines between Robertstown and Davenport, to release further transfer capacity | 2019 | TGTL011: 1600000; TGLT013: 0.3; TGLT014: 2019-06-30 | The cost represents the full cost of the project, which may be spread over several connection points and/or lines.
1 | F1839 | Blanche - Mt Gambier | EC.14076 | 6.2 Line support systems refurbishment 2018 - 2023 | Asset condition and performance | Asset renewal | Refurbish transmission line support systems and extend the life of the Snuggery – Blanche – Mt Gambier 132 kV line by renewing line asset components | 2019 | TGTL011: 6100000; TGLT013: 0.3; TGLT014: 2019-11-30 | The cost represents the full cost of the project, which may be spread over several connection points and/or lines.
2 | F1968 | Canowie - Mt Lock | EC.14041 | 7.6 Remove plant rating limits from the Robertstown to Davenport 275 kV lines | Market benefit | Augmentation | Remove, replace or change plant that are rated lower than the design capability of the conductors on the 275 kV lines between Robertstown and Davenport, to release further transfer capacity | 2019 | TGTL011: 1600000; TGLT013: 0.3; TGLT014: 2019-06-30 | The cost represents the full cost of the project, which may be spread over several connection points and/or lines.
3 | F1906 | Cherry Gardens - Happy Valley | EC.14081 | 6.2 Line insulator systems refurbishment 2018 - 2023 | Asset condition and performance | Asset renewal | Program to refurbish transmission line support systems and extend the life of 18 transmission lines by renewing line asset components | 2022 | TGTL011: 45400000; TGLT013: 0.3; TGLT014: 2022-04-30 | The cost represents the full cost of the project, which may be spread over several connection points and/or lines.
4 | F1813 | Davenport - Leigh Creek | EC.14081 | 6.2 Line insulator systems refurbishment 2018 - 2023 | Asset condition and performance | Asset renewal | Program to refurbish transmission line support systems and extend the life of 18 transmission lines by renewing line asset components | 2022 | TGTL011: 45400000; TGLT013: 0.3; TGLT014: 2022-04-30 | The cost represents the full cost of the project, which may be spread over several connection points and/or lines.
5 | F1828 | Keith - Kincraig | EC.14081 | 6.2 Line insulator systems refurbishment 2018 - 2023 | Asset condition and performance | Asset renewal | Program to refurbish transmission line support systems and extend the life of 18 transmission lines by renewing line asset components | 2022 | TGTL011: 45400000; TGLT013: 0.3; TGLT014: 2022-04-30 | The cost represents the full cost of the project, which may be spread over several connection points and/or lines.
6 | F1831 | Kincraig - Penola West | EC.14081 | 6.2 Line insulator systems refurbishment 2018 - 2023 | Asset condition and performance | Asset renewal | Program to refurbish transmission line support systems and extend the life of 18 transmission lines by renewing line asset components | 2022 | TGTL011: 45400000; TGLT013: 0.3; TGLT014: 2022-04-30 | The cost represents the full cost of the project, which may be spread over several connection points and/or lines.
7 | F1914 | Magill - East Terrace | EC.11560 | 7.10 Magill to East Terrace 275 kV cable pit and instrumentation replacement | Asset condition and performance | Asset renewal | The Magill - East Terrace 275 kV underground fluid-filled underground cable is one of two transmission lines supplying the Adelaide CBD. Degradation of some underground fluid instrumentation components has increased the incidence of false alarms and false trips with a corresponding increased risk to security of supply. This project combines relocation and upgrade of the instrumentation with improvements to functionality and redundancy in the instrumentation system | 2020 | TGTL011: 4100000; TGLT013: 0.3; TGLT014: 2020-07-31 | The cost represents the full cost of the project, which may be spread over several connection points and/or lines.
8 | F1952 | Mokota - Willalo | EC.14041 | 7.6 Remove plant rating limits from the Robertstown to Davenport 275 kV lines | Market benefit | Augmentation | Remove, replace or change plant that are rated lower than the design capability of the conductors on the 275 kV lines between Robertstown and Davenport, to release further transfer capacity | 2019 | TGTL011: 1600000; TGLT013: 0.3; TGLT014: 2019-06-30 | The cost represents the full cost of the project, which may be spread over several connection points and/or lines.
9 | F1919 | Mt Lock - Davenport | EC.14041 | 7.6 Remove plant rating limits from the Robertstown to Davenport 275 kV lines | Market benefit | Augmentation | Remove, replace or change plant that are rated lower than the design capability of the conductors on the 275 kV lines between Robertstown and Davenport, to release further transfer capacity | 2019 | TGTL011: 1600000; TGLT013: 0.3; TGLT014: 2019-06-30 | The cost represents the full cost of the project, which may be spread over several connection points and/or lines.
10 | F1854 | Morgan Whyalla Pump Station #1 - North West Bend | EC.14084 | 7.10 Line conductor and earthwire refurbishment 2018 - 2023 | Asset condition and performance | Asset renewal | Program of projects to replace transmission line conductors and earthwire to extend the life of seven 132 kV transmission lines in the Mid North and Riverland | 2022 | TGTL011: 1599469.4442; TGLT013: 0.3; TGLT014: 2022-06-30
| F1853 | Morgan Whyalla Pump Station #2 - Morgan Whyalla Pump Station #1 | EC.14084 | 7.10 Line conductor and earthwire refurbishment 2018 - 2023 | Asset condition and performance | Asset renewal | Program of projects to replace transmission line conductors and earthwire to extend the life of seven 132 kV transmission lines in the Mid North and Riverland | 2022 | TGTL011: 4085520; TGLT013: 0.3; TGLT014: 2022-06-30
| F1849 | Morgan Whyalla Pump Station #3 - Morgan Whyalla Pump Station #2 | EC.14084 | 7.10 Line conductor and earthwire refurbishment 2018 - 2023 | Asset condition and performance | Asset renewal | Program of projects to replace transmission line conductors and earthwire to extend the life of seven 132 kV transmission lines in the Mid North and Riverland | 2022 | TGTL011: 4073340; TGLT013: 0.3; TGLT014: 2022-06-30
11 | F1855 | Morgan Whyalla Pump Station #4 - Robertstown | EC.14084 | 7.10 Line conductor and earthwire refurbishment 2018 - 2023 | Asset condition and performance | Asset renewal | Program of projects to replace transmission line conductors and earthwire to extend the life of seven 132 kV transmission lines in the Mid North and Riverland | 2022 | TGTL011: 1652649.4023; TGLT013: 0.3; TGLT014: 2022-06-30
| F1850 | Murray Bridge Hahndorf Pump Station #3 - Back Callington | EC.14081 | 6.2 Line insulator systems refurbishment 2018 - 2023 | Asset condition and performance | Asset renewal | Program to refurbish transmission line support systems and extend the life of 18 transmission lines by renewing line asset components | 2022 | TGTL011: 45400000; TGLT013: 0.3; TGLT014: 2022-04-30 | The cost represents the full cost of the project, which may be spread over several connection points and/or lines.
12 | F1820 | North West Bend - Monash #1 | EC.14081 | 6.2 Line insulator systems refurbishment 2018 - 2023 | Asset condition and performance | Asset renewal | Program to refurbish transmission line support systems and extend the life of 18 transmission lines by renewing line asset components | 2022 | TGTL011: 45400000; TGLT013: 0.3; TGLT014: 2022-04-30 | The cost represents the full cost of the project, which may be spread over several connection points and/or lines.
13 | F1956 | Para - Munno Para | EC.14081 | 6.2 Line insulator systems refurbishment 2018 - 2023 | Asset condition and performance | Asset renewal | Program to refurbish transmission line support systems and extend the life of 18 transmission lines by renewing line asset components | 2022 | TGTL011: 45400000; TGLT013: 0.3; TGLT014: 2022-04-30 | The cost represents the full cost of the project, which may be spread over several connection points and/or lines.
14 | F1940 | Parafield Gardens West - Para | EC.14081 | 6.2 Line insulator systems refurbishment 2018 - 2023 | Asset condition and performance | Asset renewal | Program to refurbish transmission line support systems and extend the life of 18 transmission lines by renewing line asset components | 2022 | TGTL011: 45400000; TGLT013: 0.3; TGLT014: 2022-04-30 | The cost represents the full cost of the project, which may be spread over several connection points and/or lines.
15 | F1901 | Pelican Point - Parafield Gardens West | EC.14081 | 6.2 Line insulator systems refurbishment 2018 - 2023 | Asset condition and performance | Asset renewal | Program to refurbish transmission line support systems and extend the life of 18 transmission lines by renewing line asset components | 2022 | TGTL011: 45400000; TGLT013: 0.3; TGLT014: 2022-04-30 | The cost represents the full cost of the project, which may be spread over several connection points and/or lines.
16 | F1926 | Robertstown - Canowie | EC.14041 | 7.6 Remove plant rating limits from the Robertstown to Davenport 275 kV lines | Market benefit | Augmentation | Remove, replace or change plant that are rated lower than the design capability of the conductors on the 275 kV lines between Robertstown and Davenport, to release further transfer capacity | 2019 | TGTL011: 1600000; TGLT013: 0.3; TGLT014: 2019-06-30 | The cost represents the full cost of the project, which may be spread over several connection points and/or lines.
17 | F1946 | Robertstown - Mokota | EC.14041 | 7.6 Remove plant rating limits from the Robertstown to Davenport 275 kV lines | Market benefit | Augmentation | Remove, replace or change plant that are rated lower than the design capability of the conductors on the 275 kV lines between Robertstown and Davenport, to release further transfer capacity | 2019 | TGTL011: 1600000; TGLT013: 0.3; TGLT014: 2019-06-30 | The cost represents the full cost of the project, which may be spread over several connection points and/or lines.
18 | F1847 | Robertstown - Morgan Whyalla Pump Station #3 | EC.14084 | 7.10 Line conductor and earthwire refurbishment 2018 - 2023 | Asset condition and performance | Asset renewal | Program of projects to replace transmission line conductors and earthwire to extend the life of seven 132 kV transmission lines in the Mid North and Riverland | 2022 | TGTL011: 1628661.8627; TGLT013: 0.3; TGLT014: 2022-06-30
19 | F1945 | Robertstown - Para | EC.14081 | 6.2 Line insulator systems refurbishment 2018 - 2023 | Asset condition and performance | Asset renewal | Program to refurbish transmission line support systems and extend the life of 18 transmission lines by renewing line asset components | 2022 | TGTL011: 45400000; TGLT013: 0.3; TGLT014: 2022-04-30 | The cost represents the full cost of the project, which may be spread over several connection points and/or lines.
20 | F1938 | Robertstown - Tungkillo | EC.14081 | 6.2 Line insulator systems refurbishment 2018 - 2023 | Asset condition and performance | Asset renewal | Program to refurbish transmission line support systems and extend the life of 18 transmission lines by renewing line asset components | 2022 | TGTL011: 45400000; TGLT013: 0.3; TGLT014: 2022-04-30 | The cost represents the full cost of the project, which may be spread over several connection points and/or lines.
21 | F1838 | Snuggery - Blanche | EC.14076 | 6.2 Line support systems refurbishment 2018 - 2023 | Asset condition and performance | Asset renewal | Refurbish transmission line support systems and extend the life of the Snuggery – Blanche – Mt Gambier 132 kV line by renewing line asset components | 2019 | TGTL011: 6100000; TGLT013: 0.3; TGLT014: 2019-11-30 | The cost represents the full cost of the project, which may be spread over several connection points and/or lines.
22 | F1829 | South East - Mount Gambier | EC.14081 | 6.2 Line insulator systems refurbishment 2018 - 2023 | Asset condition and performance | Asset renewal | Program to refurbish transmission line support systems and extend the life of 18 transmission lines by renewing line asset components | 2022 | TGTL011: 45400000; TGLT013: 0.3; TGLT014: 2022-04-30 | The cost represents the full cost of the project, which may be spread over several connection points and/or lines.
| F1944 | Tailem Bend - Cherry Gardens | EC.11002 | 7.6 Alleviate forecast congestion on the Heywood interconnector due to voltage stability limits | Market benefit | Augmentation | Connect the Tailem Bend to Cherry Gardens 275 kV line at Tungkillo | 2020 | TGTL011: 5800000; TGLT013: 0.3; TGLT014: 2020-01-31
23 | F1903 | TIPS - Cherry Gardens | EC.14081 | 6.2 Line insulator systems refurbishment 2018 - 2023 | Asset condition and performance | Asset renewal | Program to refurbish transmission line support systems and extend the life of 18 transmission lines by renewing line asset components | 2022 | TGTL011: 45400000; TGLT013: 0.3; TGLT014: 2022-04-30 | The cost represents the full cost of the project, which may be spread over several connection points and/or lines.
24 | F1912 | TIPS - Magill | EC.14081 | 6.2 Line insulator systems refurbishment 2018 - 2023 | Asset condition and performance | Asset renewal | Program to refurbish transmission line support systems and extend the life of 18 transmission lines by renewing line asset components | 2022 | TGTL011: 45400000; TGLT013: 0.3; TGLT014: 2022-04-30 | The cost represents the full cost of the project, which may be spread over several connection points and/or lines.
25 | F1714 | TIPS - New Osborne #3 | EC.14081 | 6.2 Line insulator systems refurbishment 2018 - 2023 | Asset condition and performance | Asset renewal | Program to refurbish transmission line support systems and extend the life of 18 transmission lines by renewing line asset components | 2022 | TGTL011: 45400000; TGLT013: 0.3; TGLT014: 2022-04-30 | The cost represents the full cost of the project, which may be spread over several connection points and/or lines.
26 | F1715 | TIPS - New Osborne #4 | EC.14081 | 6.2 Line insulator systems refurbishment 2018 - 2023 | Asset condition and performance | Asset renewal | Program to refurbish transmission line support systems and extend the life of 18 transmission lines by renewing line asset components | 2022 | TGTL011: 45400000; TGLT013: 0.3; TGLT014: 2022-04-30 | The cost represents the full cost of the project, which may be spread over several connection points and/or lines.
27 | F1902 | TIPS - Para #4 | EC.14081 | 6.2 Line insulator systems refurbishment 2018 - 2023 | Asset condition and performance | Asset renewal | Program to refurbish transmission line support systems and extend the life of 18 transmission lines by renewing line asset components | 2022 | TGTL011: 45400000; TGLT013: 0.3; TGLT014: 2022-04-30 | The cost represents the full cost of the project, which may be spread over several connection points and/or lines.
28 | F1805 | Waterloo - Mintaro | EC.14081 | 6.2 Line insulator systems refurbishment 2018 - 2023 | Asset condition and performance | Asset renewal | Program to refurbish transmission line support systems and extend the life of 18 transmission lines by renewing line asset components | 2022 | TGTL011: 45400000; TGLT013: 0.3; TGLT014: 2022-04-30 | The cost represents the full cost of the project, which may be spread over several connection points and/or lines.
29 | F1821 | Waterloo - Templers | EC.14168 | 7.6 Trial modular power flow elements to relieve congestion | Market benefit | Augmentation | Install modular power flow control elements to relieve congestion on the Waterloo to Templers 132 kV line, and uprate the parallel Robertstown to Tungkillo and Robertstown to Para 275 kV lines as well as the Templers to Roseworthy 132 kV line | 2019 | TGTL011: 5700000; TGLT013: 0.3; TGLT014: 2019-12-31 | The cost represents the full cost of the project, which may be spread over several connection points and/or lines.
30 | F1806 | Waterloo - Waterloo East | EC.14084 | 7.10 Line conductor and earthwire refurbishment 2018 - 2023 | Asset condition and performance | Asset renewal | Program of projects to replace transmission line conductors and earthwire to extend the life of seven 132 kV transmission lines in the Mid North and Riverland | 2022 | TGTL011: 1663695.254; TGLT013: 0.3; TGLT014: 2022-06-30
31 | F1888 | Waterloo East - Morgan Whyalla Pump Station #4 | EC.14084 | 7.10 Line conductor and earthwire refurbishment 2018 - 2023 | Asset condition and performance | Asset renewal | Program of projects to replace transmission line conductors and earthwire to extend the life of seven 132 kV transmission lines in the Mid North and Riverland | 2022 | TGTL011: 2697129.9628; TGLT013: 0.3; TGLT014: 2022-06-30
32 | F1951 | Willalo - Belalie | EC.14041 | 7.6 Remove plant rating limits from the Robertstown to Davenport 275 kV lines | Market benefit | Augmentation | Remove, replace or change plant that are rated lower than the design capability of the conductors on the 275 kV lines between Robertstown and Davenport, to release further transfer capacity | 2019 | TGTL011: 1600000; TGLT013: 0.3; TGLT014: 2019-06-30 | The cost represents the full cost of the project, which may be spread over several connection points and/or lines.
| F1810 | Cultana - Yadnarie | EC.14172 | 7.5 Eyre Peninsula upgrade | Reliability | Augmentation | Replace the existing Cultana to Yadnarie 132 kV transmission line with a new double-circuit line initially energised at 132 kV with a rating of about 300 MVA, with the option to be energised at 275 kV with a rating of about 600 MVA if required in the future Replace the existing Yadnarie to Port Lincoln 132 kV transmission line with a new double-circuit 132 kV line with a rating of about 240 MVA | 2021 | TGTL011: 240000000; TGLT013: 0.3; TGLT014: 2021-12-31 | The cost represents the full cost of the project, which may be spread over several connection points and/or lines.
| F1811 | Yadnarie - Pt Lincoln | EC.14172 | 7.5 Eyre Peninsula upgrade | Reliability | Augmentation | Replace the existing Cultana to Yadnarie 132 kV transmission line with a new double-circuit line initially energised at 132 kV with a rating of about 300 MVA, with the option to be energised at 275 kV with a rating of about 600 MVA if required in the future Replace the existing Yadnarie to Port Lincoln 132 kV transmission line with a new double-circuit 132 kV line with a rating of about 240 MVA | 2021 | TGTL011: 240000000; TGLT013: 0.3; TGLT014: 2021-12-31 | The cost represents the full cost of the project, which may be spread over several connection points and/or lines.

## ForecastMaximumLoadatRisk
| Transmission line | ID | Units | FY2019 | FY2020 | FY2021 | FY2022 | FY2023 | FY2024 | FY2025 | FY2026 | FY2027 | FY2028 | FY2029
Units
Rule | TGTL001 | TGTL001 |  | TGTL008 | TGTL009 | TGTL010 | TGTL011 | TGTL012 | TGTL013 | TGTL014 | TGTL015 | TGTL016 | TGTL017 | TGTL018
Description | Connection point names at each of of transmission lines subject to any historical or emerging constraints. | Unique ID for transmission lines subject to any historical or emerging constraints | MVA, MW | Maximum load at risk for identified year (blank if not applicable) | Maximum load at risk for identified year (blank if not applicable) | Maximum load at risk for identified year (blank if not applicable) | Maximum load at risk for identified year (blank if not applicable) | Maximum load at risk for identified year (blank if not applicable) | Maximum load at risk for identified year (blank if not applicable) | Maximum load at risk for identified year (blank if not applicable) | Maximum load at risk for identified year (blank if not applicable) | Maximum load at risk for identified year (blank if not applicable) | Maximum load at risk for identified year (blank if not applicable) | Maximum load at risk for identified year (blank if not applicable)
0 | Belalie - Davenport | F1920
1 | Blanche - Mt Gambier | F1839
2 | Canowie - Mt Lock | F1968
3 | Cherry Gardens - Happy Valley | F1906
4 | Cultana - Yadnarie | F1810
5 | Davenport - Leigh Creek | F1813
6 | Keith - Kincraig | F1828
7 | Kincraig - Penola West | F1831
8 | Magill - East Terrace | F1914
9 | Mokota - Willalo | F1952
10 | Mt Lock - Davenport | F1919
11 | Morgan Whyalla Pump Station #1 - North West Bend | F1854
12 | Morgan Whyalla Pump Station #4 - Robertstown | F1855
13 | North West Bend - Monash #1 | F1820
14 | Para - Munno Para | F1956
15 | Parafield Gardens West - Para | F1940
16 | Pelican Point - Parafield Gardens West | F1901
17 | Robertstown - Canowie | F1926
18 | Robertstown - Mokota | F1946
19 | Robertstown - Morgan Whyalla Pump Station #3 | F1847
20 | Robertstown - Para | F1945
21 | Robertstown - Tungkillo | F1938
22 | Snuggery - Blanche | F1838
23 | South East - Mount Gambier | F1829
24 | South East - Tailem Bend #1 | F1922
25 | South East - Tailem Bend #2 | F1923
26 | Tailem Bend - Cherry Gardens | F1944
27 | Tailem Bend - Mobilong | F1942
28 | Tailem Bend - Tungkillo | F1942
29 | Templers - Roseworthy | F1890
30 | TIPS - Cherry Gardens | F1903
31 | TIPS - Magill | F1912
32 | TIPS - New Osborne #3 | F1714
33 | TIPS - New Osborne #4 | F1715
34 | TIPS - Para #4 | F1902
35 | Waterloo - Mintaro | F1805
36 | Waterloo - Templers | F1821
37 | Waterloo - Waterloo East | F1806
38 | Waterloo East - Morgan Whyalla Pump Station #4 | F1888
39 | Willalo - Belalie | F1951
40 | Yadnarie - Pt Lincoln | F1811
| Morgan Whyalla Pump Station #2 - Morgan Whyalla Pump Station #1 | F1853
| Morgan Whyalla Pump Station #3 - Morgan Whyalla Pump Station #2 | F1849
| Murray Bridge Hahndorf Pump Station #3 - Back Callington | F1850

## Forecast10
| Transmission line | ID | FY2019 | FY2020 | FY2021 | FY2022 | FY2023 | FY2024 | FY2025 | FY2026 | FY2027 | FY2028
Units |  |  | MVA | MVA | MVA | MVA | MVA | MVA | MVA | MVA | MVA | MVA
Rule | TGTL001 | TGTL001 | TGTL006 | TGTL006 | TGTL006 | TGTL006 | TGTL006 | TGTL006 | TGTL006 | TGTL006 | TGTL006 | TGTL006
Description | Connection point names at each of of transmission lines subject to any historical or emerging constraints. | Unique ID for transmission lines subject to any historical or emerging constraints | Forecast maximum line load, 10% POE | Forecast maximum line load, 10% POE | Forecast maximum line load, 10% POE | Forecast maximum line load, 10% POE | Forecast maximum line load, 10% POE | Forecast maximum line load, 10% POE | Forecast maximum line load, 10% POE | Forecast maximum line load, 10% POE | Forecast maximum line load, 10% POE | Forecast maximum line load, 10% POE
0 | Belalie - Davenport | F1920 | 197.5084 | 200.5613 | 191.0751 | 183.6284 | 378.5422 | 366.3217 | 368.0227 | 372.8447 | 362.6972 | 381.3398
1 | Blanche - Mt Gambier | F1839 | 91.3533 | 93.9574 | 89.3683 | 92.4083 | 95.5965 | 89.7298 | 93.8319 | 94.6661 | 90.57 | 98.1565
2 | Canowie - Mt Lock | F1968 | 252.6519 | 238.0514 | 237.984 | 233.8268 | 399.8992 | 407.4845 | 405.3088 | 406.1067 | 403.7408 | 404.7533
3 | Cherry Gardens - Happy Valley | F1906 | 195.3472 | 203.8601 | 201.3399 | 217.8065 | 285.4928 | 288.2416 | 287.0569 | 286.9773 | 281.4596 | 290.9332
4 | Cultana - Yadnarie | F1810 | 117.3051 | 115.5087 | 115.945 | 134.7361 | 138.9688 | 135.8429 | 138.9765 | 141.3782 | 139.6665 | 140.2185
5 | Davenport - Leigh Creek | F1813 | 2.0029 | 1.4401 | 1.8974 | 2.0973 | 2.0619 | 2.0508 | 2.1826 | 1.4868 | 1.9294 | 2.1463
6 | Keith - Kincraig | F1828 | 54.8258 | 52.2861 | 52.389 | 54.1101 | 54.8465 | 54.2602 | 53.5997 | 54.0601 | 53.7283 | 54.1777
7 | Kincraig - Penola West | F1831 | 75.5227 | 74.3438 | 73.687 | 76.5233 | 79.0024 | 76.4793 | 76.8583 | 79.2885 | 78.8011 | 79.6505
8 | Magill - East Terrace | F1914 | 91.7693 | 91.0463 | 90.5756 | 94.9448 | 112.1049 | 106.1014 | 108.7529 | 109.2042 | 108.535 | 112.4403
9 | Mokota - Willalo | F1952 | 287.9657 | 288.6288 | 287.0585 | 289.9211 | 427.7692 | 431.2579 | 438.4569 | 429.6948 | 444.8522 | 432.2917
10 | Mt Lock - Davenport | F1919 | 250.9862 | 259.3345 | 255.2298 | 265.8705 | 433.2154 | 415.9064 | 422.6106 | 437.1315 | 415.1682 | 443.6983
11 | Morgan Whyalla Pump Station #1 - North West Bend | F1854 | 136.6248 | 136.3897 | 136.3915 | 136.3884 | 136.6785 | 136.8864 | 136.9078 | 136.8951 | 136.9445 | 136.9479
12 | Morgan Whyalla Pump Station #4 - Robertstown | F1855 | 160.2198 | 163.3828 | 166.2099 | 163.8638 | 218.5929 | 206.8788 | 217.0153 | 216.6505 | 215.6481 | 227.228
13 | North West Bend - Monash #1 | F1820 | 130.588 | 131.1744 | 131.0302 | 130.6878 | 131.0431 | 130.8239 | 130.9104 | 130.7864 | 131.3291 | 130.771
14 | Para - Munno Para | F1956 | 308.9612 | 293.5836 | 302.1 | 310.8342 | 391.2069 | 377.4781 | 396.7798 | 382.1464 | 385.8558 | 394.7125
15 | Parafield Gardens West - Para | F1940 | 295.3364 | 292.4679 | 317.55 | 291.2055 | 360.631 | 349.3687 | 347.4334 | 372.8723 | 344.4154 | 357.583
16 | Pelican Point - Parafield Gardens West | F1901 | 399.1662 | 380.8782 | 367.8127 | 373.5582 | 253.4533 | 248.5829 | 240.6314 | 260.5913 | 233.8753 | 249.64
17 | Robertstown - Canowie | F1926 | 336.7054 | 318.892 | 322.0009 | 324.6775 | 482.3179 | 481.6299 | 480.8001 | 480.4899 | 485.8773 | 483.0522
18 | Robertstown - Mokota | F1946 | 355.0491 | 340.4268 | 342.2141 | 339.4476 | 485.4663 | 488.6405 | 489.8691 | 489.0852 | 491.0438 | 491.6927
19 | Robertstown - Morgan Whyalla Pump Station #3 | F1847 | 140.0529 | 139.8426 | 139.9465 | 139.5697 | 140.4228 | 140.4546 | 140.4036 | 140.4252 | 140.3557 | 140.3535
20 | Robertstown - Para | F1945 | 202.6845 | 205.8789 | 201.5356 | 202.4978 | 312.5791 | 312.8501 | 307.4658 | 315.9779 | 307.9822 | 309.8377
21 | Robertstown - Tungkillo | F1938 | 683.962 | 667.3534 | 667.2398 | 681.2346 | 713.4751 | 710.4109 | 710.0105 | 714.4397 | 712.5811 | 710.4645
22 | Snuggery - Blanche | F1838 | 113.9594 | 116.5816 | 113.8731 | 114.8227 | 120.7206 | 113.4669 | 114.9245 | 116.8367 | 114.6389 | 119.9872
23 | South East - Mount Gambier | F1829 | 98.193 | 80.2559 | 76.4692 | 85.7546 | 89.6823 | 101.7886 | 104.2175 | 80.9054 | 77.7494 | 90.3624
24 | South East - Tailem Bend #1 | F1922 | 402.1568 | 382.6287 | 381.6138 | 384.6521 | 385.8289 | 386.2768 | 389.0091 | 385.6737 | 385.2779 | 385.6255
25 | South East - Tailem Bend #2 | F1923 | 402.1568 | 382.6287 | 381.6138 | 384.6521 | 385.8289 | 386.2768 | 389.0091 | 385.6737 | 385.2779 | 385.6255
26 | Tailem Bend - Cherry Gardens | F1944 | 200.077 | 213.1897 | 207.1068 | 219.343 | 311.716 | 309.123 | 312.7424 | 312.1581 | 306.0819 | 315.1647
27 | Tailem Bend - Mobilong | F1942 | 112.3812 | 111.8532 | 109.8742 | 111.2373 | 117.2064 | 116.9158 | 114.6391 | 115.802 | 118.0743 | 115.7084
28 | Tailem Bend - Tungkillo | F1942 | 698.3883 | 695.8081 | 695.8081 | 695.8081 | 695.8081 | 695.8081 | 695.8081 | 695.8081 | 695.8081 | 695.8081
29 | Templers - Roseworthy | F1890 | 92.1868 | 89.6231 | 88.683 | 90.4896 | 94.9634 | 93.4089 | 96.6393 | 96.5139 | 96.3009 | 97.8851
30 | TIPS - Cherry Gardens | F1903 | 209.0985 | 204.6216 | 206.8641 | 193.5903 | 145.8571 | 131.0204 | 133.1338 | 132.2647 | 134.2595 | 143.9546
31 | TIPS - Magill | F1912 | 215.6774 | 221.7461 | 203.3115 | 183.6079 | 60.2121 | 54.3391 | 63.629 | 63.3002 | 54.142 | 71.4895
32 | TIPS - New Osborne #3 | F1714
33 | TIPS - New Osborne #4 | F1715
34 | TIPS - Para #4 | F1902 | 412.1519 | 391.0648 | 398.573 | 382.9014 | 428.2724 | 414.6261 | 407.2189 | 442.7133 | 400.7389 | 421.3962
35 | Waterloo - Mintaro | F1805 | 54.2815 | 51.6472 | 51.1372 | 51.3117 | 90.6176 | 84.6986 | 98.798 | 90.9103 | 83.7121 | 96.8539
36 | Waterloo - Templers | F1821 | 137.4968 | 136.5378 | 135.4819 | 138.066 | 140.5811 | 140.5485 | 142.2435 | 139.8267 | 140.6949 | 142.7474
37 | Waterloo - Waterloo East | F1806 | 171.3344 | 165.0035 | 162.0551 | 162.949 | 210.9741 | 207.5354 | 202.7499 | 209.5812 | 201.1068 | 211.7541
38 | Waterloo East - Morgan Whyalla Pump Station #4 | F1888 | 163.0678 | 165.0225 | 166.2771 | 166.3445 | 221.6224 | 210.1422 | 216.582 | 217.983 | 217.8433 | 229.2676
39 | Willalo - Belalie | F1951 | 287.9657 | 288.6288 | 287.0585 | 289.9211 | 427.7692 | 431.2579 | 438.4569 | 429.6948 | 444.8522 | 432.2917
40 | Yadnarie - Pt Lincoln | F1811 | 84.5519 | 87.8558 | 89.2188 | 52.3554 | 52.463 | 53.486 | 52.9943 | 53.6158 | 53.2216 | 52.9642

## Forecast50
| Transmission line | ID | FY2019 | FY2020 | FY2021 | FY2022 | FY2023 | FY2024 | FY2025 | FY2026 | FY2027 | FY2028
Units |  |  | MVA | MVA | MVA | MVA | MVA | MVA | MVA | MVA | MVA | MVA
Rule | TGTL001 | TGTL001 | TGTL006 | TGTL006 | TGTL006 | TGTL006 | TGTL006 | TGTL006 | TGTL006 | TGTL006 | TGTL006 | TGTL006
Description | Connection point names at each of of transmission lines subject to any historical or emerging constraints. | Unique ID for transmission lines subject to any historical or emerging constraints | Forecast maximum line load, 50% POE | Forecast maximum line load, 50% POE | Forecast maximum line load, 50% POE | Forecast maximum line load, 50% POE | Forecast maximum line load, 50% POE | Forecast maximum line load, 50% POE | Forecast maximum line load, 50% POE | Forecast maximum line load, 50% POE | Forecast maximum line load, 50% POE | Forecast maximum line load, 50% POE
0 | Belalie - Davenport | F1920 | 188.684 | 188.0099 | 179.9471 | 176.441 | 365.6342 | 354.2113 | 358.0676 | 361.8911 | 345.2089 | 365.9311
1 | Blanche - Mt Gambier | F1839 | 88.9457 | 88.9278 | 86.9127 | 88.1954 | 91.6727 | 84.0377 | 90.5205 | 89.7442 | 87.3007 | 92.0694
2 | Canowie - Mt Lock | F1968 | 238.3622 | 223.3355 | 220.1972 | 221.9702 | 391.4736 | 391.4676 | 392.4162 | 391.6941 | 395.3106 | 396.4024
3 | Cherry Gardens - Happy Valley | F1906 | 184.0146 | 199.0484 | 194.1118 | 211.4777 | 277.9707 | 281.889 | 281.3156 | 282.9686 | 275.1092 | 280.1107
4 | Cultana - Yadnarie | F1810 | 104.9888 | 103.4488 | 103.8304 | 122.1486 | 124.8891 | 122.798 | 107.6126 | 108.1249 | 103.0996 | 123.6344
5 | Davenport - Leigh Creek | F1813 | 1.9159 | 1.3873 | 1.8047 | 2.0186 | 1.9751 | 1.9591 | 2.0832 | 1.4432 | 1.8509 | 2.0335
6 | Keith - Kincraig | F1828 | 52.3122 | 51.5294 | 51.0054 | 52.3697 | 54.0482 | 53.3786 | 52.9514 | 52.9751 | 53.1186 | 53.446
7 | Kincraig - Penola West | F1831 | 73.5284 | 72.8171 | 72.1681 | 74.3281 | 77.9401 | 75.6145 | 76.0035 | 78.3068 | 77.7904 | 78.3621
8 | Magill - East Terrace | F1914 | 87.8493 | 87.5649 | 85.76 | 90.2529 | 107.1798 | 102.2377 | 105.3958 | 105.809 | 104.3198 | 108.5809
9 | Mokota - Willalo | F1952 | 281.028 | 270.9812 | 275.47 | 279.3472 | 417.1825 | 421.471 | 425.1755 | 423.5177 | 430.9557 | 424.6853
10 | Mt Lock - Davenport | F1919 | 234.158 | 245.9112 | 243.0178 | 251.1018 | 420.898 | 403.2669 | 411.1374 | 414.3557 | 394.6924 | 423.8182
11 | Morgan Whyalla Pump Station #1 - North West Bend | F1854 | 136.4116 | 136.187 | 136.2862 | 136.3126 | 136.4375 | 136.7193 | 136.7039 | 136.7665 | 136.6452 | 136.6381
12 | Morgan Whyalla Pump Station #4 - Robertstown | F1855 | 148.2839 | 153.5285 | 156.7232 | 154.9564 | 208.2592 | 201.0467 | 205.5164 | 209.9466 | 208.5923 | 218.5596
13 | North West Bend - Monash #1 | F1820 | 130.4003 | 130.7895 | 130.7262 | 130.3926 | 130.5112 | 130.5362 | 130.5942 | 130.6241 | 130.6386 | 130.4572
14 | Para - Munno Para | F1956 | 298.4694 | 286.962 | 290.2642 | 300.4129 | 373.7328 | 354.613 | 361.2361 | 370.5692 | 368.8943 | 370.7481
15 | Parafield Gardens West - Para | F1940 | 283.9932 | 282.211 | 302.9497 | 273.4665 | 352.6569 | 340.4475 | 341.8966 | 357.0236 | 335.041 | 347.9572
16 | Pelican Point - Parafield Gardens West | F1901 | 364.4465 | 347.8906 | 348.6838 | 346.4422 | 245.6667 | 242.5513 | 233.5462 | 252.1508 | 229.4098 | 242.1383
17 | Robertstown - Canowie | F1926 | 318.16 | 308.8138 | 308.5584 | 310.6152 | 475.6122 | 472.446 | 472.7106 | 473.5709 | 476.7965 | 476.8959
18 | Robertstown - Mokota | F1946 | 342.9399 | 331.4624 | 334.3555 | 333.3304 | 481.8024 | 482.8124 | 485.3953 | 485.6744 | 485.3447 | 485.8981
19 | Robertstown - Morgan Whyalla Pump Station #3 | F1847 | 139.723 | 139.5905 | 139.8113 | 139.3389 | 140.1633 | 140.3098 | 140.2415 | 140.235 | 140.1592 | 140.1491
20 | Robertstown - Para | F1945 | 194.7691 | 194.5559 | 194.3779 | 194.2855 | 309.2238 | 309.7785 | 303.1238 | 313.254 | 305.4979 | 300.7129
21 | Robertstown - Tungkillo | F1938 | 641.2581 | 629.9605 | 631.1347 | 647.475 | 708.1336 | 696.1959 | 676.6039 | 706.6609 | 688.752 | 693.1581
22 | Snuggery - Blanche | F1838 | 110.5397 | 111.8678 | 110.7145 | 111.8173 | 116.2519 | 109.7263 | 111.0773 | 112.6785 | 110.9023 | 115.4106
23 | South East - Mount Gambier | F1829 | 94.7685 | 75.9151 | 73.1625 | 84.1266 | 87.4837 | 98.9794 | 101.3158 | 76.6135 | 74.709 | 87.9802
24 | South East - Tailem Bend #1 | F1922 | 387.8337 | 379.5248 | 379.1372 | 379.7263 | 385.1363 | 385.3234 | 386.6248 | 385.0375 | 384.5146 | 385.2421
25 | South East - Tailem Bend #2 | F1923 | 387.8337 | 379.5248 | 379.1372 | 379.7263 | 385.1363 | 385.3234 | 386.6248 | 385.0375 | 384.5146 | 385.2421
26 | Tailem Bend - Cherry Gardens | F1944 | 191.3328 | 207.3023 | 195.5084 | 213.606 | 306.3205 | 304.7342 | 306.855 | 309.4623 | 302.3545 | 304.9329
27 | Tailem Bend - Mobilong | F1942 | 108.7569 | 109.309 | 108.7938 | 109.3585 | 116.022 | 115.7369 | 113.7938 | 115.1138 | 117.1905 | 114.3935
28 | Tailem Bend - Tungkillo | F1942 | 690.379 | 695.0965 | 688.4731 | 695.8081 | 695.8081 | 695.8081 | 695.8081 | 695.8081 | 695.8081 | 695.8081
29 | Templers - Roseworthy | F1890 | 89.1838 | 87.2516 | 86.4351 | 89.1715 | 89.9485 | 88.4018 | 88.9566 | 89.0385 | 91.0129 | 90.7842
30 | TIPS - Cherry Gardens | F1903 | 187.2216 | 187.3063 | 182.5338 | 173.5116 | 140.8345 | 129.1265 | 130.7457 | 129.5415 | 130.7943 | 139.1203
31 | TIPS - Magill | F1912 | 196.8238 | 190.7788 | 190.6482 | 174.1585 | 51.3114 | 47.522 | 58.2394 | 56.6768 | 48.0365 | 66.7393
32 | TIPS - New Osborne #3 | F1714
33 | TIPS - New Osborne #4 | F1715
34 | TIPS - Para #4 | F1902 | 375.5842 | 365.735 | 376.5255 | 350.7234 | 416.4254 | 406.3255 | 401.422 | 424.8647 | 389.4358 | 412.8404
35 | Waterloo - Mintaro | F1805 | 50.1827 | 48.9767 | 48.8824 | 49.1204 | 82.6839 | 80.2634 | 87.8014 | 83.0991 | 76.5871 | 86.5442
36 | Waterloo - Templers | F1821 | 134.7683 | 132.9885 | 132.2538 | 135.9434 | 136.2822 | 133.4539 | 132.5879 | 133.9414 | 133.7138 | 134.0224
37 | Waterloo - Waterloo East | F1806 | 165.2734 | 157.4836 | 153.7585 | 158.0065 | 198.7833 | 192.6107 | 192.9824 | 202.5229 | 188.8612 | 197.3093
38 | Waterloo East - Morgan Whyalla Pump Station #4 | F1888 | 149.7525 | 155.9037 | 158.3372 | 155.5443 | 210.8336 | 201.8295 | 206.9037 | 211.2193 | 208.7306 | 219.7683
39 | Willalo - Belalie | F1951 | 281.028 | 270.9812 | 275.47 | 279.3472 | 417.1825 | 421.471 | 425.1755 | 423.5177 | 430.9557 | 424.6853
40 | Yadnarie - Pt Lincoln | F1811 | 75.6162 | 78.6093 | 80.6999 | 48.2162 | 48.6975 | 49.108 | 48.8787 | 49.0142 | 48.1728 | 48.8887

## EnergyatRisk
| Transmission line | ID | Units | FY2019 | FY2020 | FY2021 | FY2022 | FY2023 | FY2024 | FY2025 | FY2026 | FY2027 | FY2028 | FY2029
Units |  |  |  | MWh | MWh | MWh | MWh | MWh | MWh | MWh | MWh | MWh | MWh | MWh
Rule | TGTL001 | TGTL001 |  | TGTL009 | TGTL010 | TGTL011 | TGTL012 | TGTL013 | TGTL014 | TGTL015 | TGTL016 | TGTL017 | TGTL018 | TGTL019
Description | Connection point names at each of of transmission lines subject to any historical or emerging constraints. | Unique ID for transmission lines subject to any historical or emerging constraints |  | Energy at risk for identified year (blank if not applicable) | Energy at risk for identified year (blank if not applicable) | Energy at risk for identified year (blank if not applicable) | Energy at risk for identified year (blank if not applicable) | Energy at risk for identified year (blank if not applicable) | Energy at risk for identified year (blank if not applicable) | Energy at risk for identified year (blank if not applicable) | Energy at risk for identified year (blank if not applicable) | Energy at risk for identified year (blank if not applicable) | Energy at risk for identified year (blank if not applicable) | Energy at risk for identified year (blank if not applicable)
0 | Belalie - Davenport | F1920
1 | Blanche - Mt Gambier | F1839
2 | Canowie - Mt Lock | F1968
3 | Cherry Gardens - Happy Valley | F1906
4 | Cultana - Yadnarie | F1810
5 | Davenport - Leigh Creek | F1813
6 | Keith - Kincraig | F1828
7 | Kincraig - Penola West | F1831
8 | Magill - East Terrace | F1914
9 | Mokota - Willalo | F1952
10 | Mt Lock - Davenport | F1919
11 | Morgan Whyalla Pump Station #1 - North West Bend | F1854
12 | Morgan Whyalla Pump Station #4 - Robertstown | F1855
13 | North West Bend - Monash #1 | F1820
14 | Para - Munno Para | F1956
15 | Parafield Gardens West - Para | F1940
16 | Pelican Point - Parafield Gardens West | F1901
17 | Robertstown - Canowie | F1926
18 | Robertstown - Mokota | F1946
19 | Robertstown - Morgan Whyalla Pump Station #3 | F1847
20 | Robertstown - Para | F1945
21 | Robertstown - Tungkillo | F1938
22 | Snuggery - Blanche | F1838
23 | South East - Mount Gambier | F1829
24 | South East - Tailem Bend #1 | F1922
25 | South East - Tailem Bend #2 | F1923
26 | Tailem Bend - Cherry Gardens | F1944
27 | Tailem Bend - Mobilong | F1942
28 | Tailem Bend - Tungkillo | F1942
29 | Templers - Roseworthy | F1890
30 | TIPS - Cherry Gardens | F1903
31 | TIPS - Magill | F1912
32 | TIPS - New Osborne #3 | F1714
33 | TIPS - New Osborne #4 | F1715
34 | TIPS - Para #4 | F1902
35 | Waterloo - Mintaro | F1805
36 | Waterloo - Templers | F1821
37 | Waterloo - Waterloo East | F1806
38 | Waterloo East - Morgan Whyalla Pump Station #4 | F1888
39 | Willalo - Belalie | F1951
40 | Yadnarie - Pt Lincoln | F1811

## ForecastRatings
| Transmission line | ID | Season | FY2019 | FY2020 | FY2021 | FY2022 | FY2023 | FY2024 | FY2025 | FY2026 | FY2027 | FY2028
Units |  |  |  | MVA | MVA | MVA | MVA | MVA | MVA | MVA | MVA | MVA | MVA
Rule | TGTL001 | TGTL001 |  | TGLT005 | TGLT005 | TGLT005 | TGLT005 | TGLT005 | TGLT005 | TGLT005 | TGLT005 | TGLT005 | TGLT005
Description | Connection point names at each of of transmission lines subject to any historical or emerging constraints. | Unique ID for transmission lines subject to any historical or emerging constraints | Season in which rating applied (Summer, Winter) | Forecast 10-year asset rating | Forecast 10-year asset rating | Forecast 10-year asset rating | Forecast 10-year asset rating | Forecast 10-year asset rating | Forecast 10-year asset rating | Forecast 10-year asset rating | Forecast 10-year asset rating | Forecast 10-year asset rating | Forecast 10-year asset rating
0 | Belalie - Davenport | F1920 | Summer | 597 | 597 | 597 | 597 | 597 | 597 | 597 | 597 | 597 | 597
1 | Blanche - Mt Gambier | F1839 | Summer | 105 | 105 | 105 | 105 | 105 | 105 | 105 | 105 | 105 | 105
2 | Canowie - Mt Lock | F1968 | Summer | 597 | 597 | 597 | 597 | 597 | 597 | 597 | 597 | 597 | 597
3 | Cherry Gardens - Happy Valley | F1906 | Summer | 597 | 597 | 597 | 597 | 597 | 597 | 597 | 597 | 597 | 597
4 | Cultana - Yadnarie | F1810 | Summer | 73 | 73 | 73 | 300 | 300 | 300 | 300 | 300 | 300 | 300
5 | Davenport - Leigh Creek | F1813 | Summer | 16 | 59 | 59 | 59 | 59 | 59 | 59 | 59 | 59 | 59
6 | Keith - Kincraig | F1828 | Summer | 137 | 137 | 137 | 137 | 137 | 137 | 137 | 137 | 137 | 137
7 | Kincraig - Penola West | F1831 | Summer | 137 | 137 | 137 | 137 | 137 | 137 | 137 | 137 | 137 | 137
8 | Magill - East Terrace | F1914 | Summer | 286 | 286 | 286 | 286 | 286 | 286 | 286 | 286 | 286 | 286
9 | Mokota - Willalo | F1952 | Summer | 597 | 597 | 597 | 597 | 597 | 597 | 597 | 597 | 597 | 597
10 | Mt Lock - Davenport | F1919 | Summer | 476 | 597 | 597 | 597 | 597 | 597 | 597 | 597 | 597 | 597
11 | Morgan Whyalla Pump Station #1 - North West Bend | F1854 | Summer | 147 | 184 | 184 | 184 | 184 | 184 | 184 | 184 | 184 | 184
| Morgan Whyalla Pump Station #2 - Morgan Whyalla Pump Station #1 | F1853 | Summer | 132 | 184 | 184 | 184 | 184 | 184 | 184 | 184 | 184 | 184
| Morgan Whyalla Pump Station #3 - Morgan Whyalla Pump Station #2 | F1849 | Summer | 132 | 184 | 184 | 184 | 184 | 184 | 184 | 184 | 184 | 184
12 | Morgan Whyalla Pump Station #4 - Robertstown | F1855 | Summer | 132 | 184 | 184 | 184 | 184 | 184 | 184 | 184 | 184 | 184
| Murray Bridge Hahndorf Pump Station #3 - Back Callington | F1850 | Summer | 69 | 69 | 69 | 69 | 69 | 69 | 69 | 69 | 69 | 69
13 | North West Bend - Monash #1 | F1820 | Summer | 165 | 165 | 165 | 165 | 165 | 165 | 165 | 165 | 165 | 165
14 | Para - Munno Para | F1956 | Summer | 451 | 451 | 451 | 451 | 451 | 451 | 451 | 451 | 451 | 451
15 | Parafield Gardens West - Para | F1940 | Summer | 714 | 714 | 714 | 714 | 714 | 714 | 714 | 714 | 714 | 714
16 | Pelican Point - Parafield Gardens West | F1901 | Summer | 902 | 902 | 902 | 902 | 902 | 902 | 902 | 902 | 902 | 902
17 | Robertstown - Canowie | F1926 | Summer | 476 | 597 | 597 | 597 | 597 | 597 | 597 | 597 | 597 | 597
18 | Robertstown - Mokota | F1946 | Summer | 429 | 597 | 597 | 597 | 597 | 597 | 597 | 597 | 597 | 597
19 | Robertstown - Morgan Whyalla Pump Station #3 | F1847 | Summer | 132 | 184 | 184 | 184 | 184 | 184 | 184 | 184 | 184 | 184
20 | Robertstown - Para | F1945 | Summer | 451 | 451 | 451 | 451 | 451 | 451 | 451 | 451 | 451 | 451
21 | Robertstown - Tungkillo | F1938 | Summer | 572 | 572 | 572 | 572 | 572 | 572 | 572 | 572 | 572 | 572
22 | Snuggery - Blanche | F1838 | Summer | 105 | 105 | 105 | 105 | 105 | 105 | 105 | 105 | 105 | 105
23 | South East - Mount Gambier | F1829 | Summer | 178 | 178 | 178 | 178 | 178 | 178 | 178 | 178 | 178 | 178
24 | South East - Tailem Bend #1 | F1922 | Summer | 597 | 597 | 762 | 762 | 762 | 762 | 762 | 762 | 762 | 762
25 | South East - Tailem Bend #2 | F1923 | Summer | 597 | 597 | 762 | 762 | 762 | 762 | 762 | 762 | 762 | 762
26 | Tailem Bend - Cherry Gardens | F1944 | Summer | 597 | 597 | 597 | 597 | 597 | 597 | 597 | 597 | 597 | 597
27 | Tailem Bend - Mobilong | F1942 | Summer | 183 | 183 | 183 | 183 | 183 | 183 | 183 | 183 | 183 | 183
28 | Tailem Bend - Tungkillo | F1942 | Summer | 603 | 603 | 603 | 603 | 603 | 603 | 603 | 603 | 603 | 603
29 | Templers - Roseworthy | F1890 | Summer | 137 | 137 | 137 | 141 | 141 | 141 | 141 | 141 | 141 | 141
30 | TIPS - Cherry Gardens | F1903 | Summer | 857 | 857 | 857 | 857 | 857 | 857 | 857 | 857 | 857 | 857
31 | TIPS - Magill | F1912 | Summer | 595 | 595 | 595 | 595 | 595 | 595 | 595 | 595 | 595 | 595
32 | TIPS - New Osborne #3 | F1714 | Summer | 137 | 137 | 137 | 137 | 137 | 137 | 137 | 137 | 137 | 137
33 | TIPS - New Osborne #4 | F1715 | Summer | 119 | 119 | 119 | 119 | 119 | 119 | 119 | 119 | 119 | 119
34 | TIPS - Para #4 | F1902 | Summer | 857 | 857 | 857 | 857 | 857 | 857 | 857 | 857 | 857 | 857
35 | Waterloo - Mintaro | F1805 | Summer | 183 | 183 | 183 | 183 | 183 | 183 | 183 | 183 | 183 | 183
36 | Waterloo - Templers | F1821 | Summer | 137 | 137 | 137 | 141 | 141 | 141 | 141 | 141 | 141 | 141
37 | Waterloo - Waterloo East | F1806 | Summer | 131 | 184 | 184 | 184 | 184 | 184 | 184 | 184 | 184 | 184
38 | Waterloo East - Morgan Whyalla Pump Station #4 | F1888 | Summer | 132 | 184 | 184 | 184 | 184 | 184 | 184 | 184 | 184 | 184
39 | Willalo - Belalie | F1951 | Summer | 597 | 597 | 597 | 597 | 597 | 597 | 597 | 597 | 597 | 597
40 | Yadnarie - Pt Lincoln | F1811 | Summer | 73 | 73 | 73 | 240 | 240 | 240 | 240 | 240 | 240 | 240
0 | Belalie - Davenport | F1920 | Winter | 677 | 677 | 677 | 677 | 677 | 677 | 677 | 677 | 677 | 677
1 | Blanche - Mt Gambier | F1839 | Winter | 126 | 126 | 126 | 126 | 126 | 126 | 126 | 126 | 126 | 126
2 | Canowie - Mt Lock | F1968 | Winter | 677 | 677 | 677 | 677 | 677 | 677 | 677 | 677 | 677 | 677
3 | Cherry Gardens - Happy Valley | F1906 | Winter | 677 | 677 | 677 | 677 | 677 | 677 | 677 | 677 | 677 | 677
4 | Cultana - Yadnarie | F1810 | Winter | 126 | 126 | 126 | 300 | 300 | 300 | 300 | 300 | 300 | 300
5 | Davenport - Leigh Creek | F1813 | Winter | 61 | 69 | 69 | 69 | 69 | 69 | 69 | 69 | 69 | 69
6 | Keith - Kincraig | F1828 | Winter | 137 | 137 | 137 | 137 | 137 | 137 | 137 | 137 | 137 | 137
7 | Kincraig - Penola West | F1831 | Winter | 137 | 137 | 137 | 137 | 137 | 137 | 137 | 137 | 137 | 137
8 | Magill - East Terrace | F1914 | Winter | 286 | 286 | 286 | 286 | 286 | 286 | 286 | 286 | 286 | 286
9 | Mokota - Willalo | F1952 | Winter | 677 | 677 | 677 | 677 | 677 | 677 | 677 | 677 | 677 | 677
10 | Mt Lock - Davenport | F1919 | Winter | 476 | 677 | 677 | 677 | 677 | 677 | 677 | 677 | 677 | 677
11 | Morgan Whyalla Pump Station #1 - North West Bend | F1854 | Winter | 171 | 202 | 202 | 202 | 202 | 202 | 202 | 202 | 202 | 202
12 | Morgan Whyalla Pump Station #4 - Robertstown | F1855 | Winter | 158 | 190 | 190 | 190 | 190 | 190 | 190 | 190 | 190 | 190
13 | North West Bend - Monash #1 | F1820 | Winter | 165 | 165 | 165 | 165 | 165 | 165 | 165 | 165 | 165 | 165
14 | Para - Munno Para | F1956 | Winter | 564 | 564 | 564 | 564 | 564 | 564 | 564 | 564 | 564 | 564
15 | Parafield Gardens West - Para | F1940 | Winter | 714 | 714 | 714 | 714 | 714 | 714 | 714 | 714 | 714 | 714
16 | Pelican Point - Parafield Gardens West | F1901 | Winter | 902 | 902 | 902 | 902 | 902 | 902 | 902 | 902 | 902 | 902
17 | Robertstown - Canowie | F1926 | Winter | 476 | 677 | 677 | 677 | 677 | 677 | 677 | 677 | 677 | 677
18 | Robertstown - Mokota | F1946 | Winter | 429 | 677 | 677 | 677 | 677 | 677 | 677 | 677 | 677 | 677
19 | Robertstown - Morgan Whyalla Pump Station #3 | F1847 | Winter | 158 | 202 | 202 | 202 | 202 | 202 | 202 | 202 | 202 | 202
20 | Robertstown - Para | F1945 | Winter | 564 | 564 | 564 | 564 | 564 | 564 | 564 | 564 | 564 | 564
21 | Robertstown - Tungkillo | F1938 | Winter | 572 | 572 | 572 | 572 | 572 | 572 | 572 | 572 | 572 | 572
22 | Snuggery - Blanche | F1838 | Winter | 126 | 126 | 126 | 126 | 126 | 126 | 126 | 126 | 126 | 126
23 | South East - Mount Gambier | F1829 | Winter | 183 | 183 | 183 | 183 | 183 | 183 | 183 | 183 | 183 | 183
24 | South East - Tailem Bend #1 | F1922 | Winter | 657 | 657 | 762 | 762 | 762 | 762 | 762 | 762 | 762 | 762
25 | South East - Tailem Bend #2 | F1923 | Winter | 657 | 657 | 762 | 762 | 762 | 762 | 762 | 762 | 762 | 762
26 | Tailem Bend - Cherry Gardens | F1944 | Winter | 677 | 677 | 677 | 677 | 677 | 677 | 677 | 677 | 677 | 677
27 | Tailem Bend - Mobilong | F1942 | Winter | 183 | 183 | 183 | 183 | 183 | 183 | 183 | 183 | 183 | 183
28 | Tailem Bend - Tungkillo | F1942 | Winter | 684 | 684 | 684 | 684 | 684 | 684 | 684 | 684 | 684 | 684
29 | Templers - Roseworthy | F1890 | Winter | 137 | 137 | 137 | 173 | 173 | 173 | 173 | 173 | 173 | 173
30 | TIPS - Cherry Gardens | F1903 | Winter | 857 | 857 | 857 | 857 | 857 | 857 | 857 | 857 | 857 | 857
31 | TIPS - Magill | F1912 | Winter | 680 | 680 | 680 | 680 | 680 | 680 | 680 | 680 | 680 | 680
32 | TIPS - New Osborne #3 | F1714 | Winter | 137 | 137 | 137 | 137 | 137 | 137 | 137 | 137 | 137 | 137
33 | TIPS - New Osborne #4 | F1715 | Winter | 143 | 143 | 143 | 143 | 143 | 143 | 143 | 143 | 143 | 143
34 | TIPS - Para #4 | F1902 | Winter | 857 | 857 | 857 | 857 | 857 | 857 | 857 | 857 | 857 | 857
35 | Waterloo - Mintaro | F1805 | Winter | 207 | 207 | 207 | 207 | 207 | 207 | 207 | 207 | 207 | 207
36 | Waterloo - Templers | F1821 | Winter | 137 | 137 | 137 | 173 | 173 | 173 | 173 | 173 | 173 | 173
37 | Waterloo - Waterloo East | F1806 | Winter | 157 | 190 | 190 | 190 | 190 | 190 | 190 | 190 | 190 | 190
38 | Waterloo East - Morgan Whyalla Pump Station #4 | F1888 | Winter | 137 | 137 | 137 | 137 | 137 | 137 | 137 | 137 | 137 | 137
39 | Willalo - Belalie | F1951 | Winter | 677 | 677 | 677 | 677 | 677 | 677 | 677 | 677 | 677 | 677
40 | Yadnarie - Pt Lincoln | F1811 | Winter | 91 | 91 | 91 | 240 | 240 | 240 | 240 | 240 | 240 | 240
| Morgan Whyalla Pump Station #2 - Morgan Whyalla Pump Station #1 | F1853 | Winter | 137 | 202 | 202 | 202 | 202 | 202 | 202 | 202 | 202 | 202
| Morgan Whyalla Pump Station #3 - Morgan Whyalla Pump Station #2 | F1849 | Winter | 137 | 202 | 202 | 202 | 202 | 202 | 202 | 202 | 202 | 202
| Murray Bridge Hahndorf Pump Station #3 - Back Callington | F1850 | Winter | 69 | 69 | 69 | 69 | 69 | 69 | 69 | 69 | 69 | 69